2017-11-16 05:00 | 268.6718 | 0.8008 |  | 287.0077 | 0.002511 | 0 | 0 | 0.005022 | 295.4962 | 0.020923 | 0 | 0 | 0.041845 | 301.9827 | 0.034992 | 0 | 0 | 0.069984 | 302.1428 | 0.035339 | 0 | 0 | 0.070678 | 302.3831 | 0.03586 | 0 | 0 | 0.07172 | 302.6233 | 0.036381 | 0 | 0 | 0.072763 | 302.8636 | 0.036902 | 0 | 0 | 0.073805 | 303.1038 | 0.037423 | 0 | 0 | 0.074847 | 303.344 | 0.037945 | 0 | 0 | 0.075889 | 303.5843 | 0.038466 | 0 | 0 | 0.076931 | 303.8245 | 0.038987 | 0 | 0 | 0.077973 | 303.9847 | 0.039334 | 0 | 0 | 0.078668 | 304.2249 | 0.039855 | 0 | 0 | 0.07971 | 304.4652 | 0.040376 | 0 | 0 | 0.080753 | 304.7054 | 0.040897 | 0 | 0 | 0.081795 | 304.8656 | 0.041245 | 0 | 0 | 0.08249 | 305.1058 | 0.041766 | 0 | 0 | 0.083532 | 305.266 | 0.042113 | 0 | 0 | 0.084226 | 305.4261 | 0.042461 | 0 | 0 | 0.084921 | 305.6664 | 0.042982 | 0 | 0 | 0.085963 | 305.8265 | 0.043329 | 0 | 0 | 0.086658 | 306.0668 | 0.04385 | 0 | 0 | 0.0877 | 306.2269 | 0.044198 | 0 | 0 | 0.088395 | 306.4672 | 0.044719 | 0 | 0 | 0.089437 | 306.6273 | 0.045066 | 0 | 0 | 0.090132 | 306.6273 | 0.045066 | 0 | 0 | 0.090132
2017-11-16 06:00 | 281.8635 | 0.84012 |  | 301.0997 | 0.033077 | 0 | 0 | 0.066153 | 310.005 | 0.052392 | 0 | 0 | 0.10478 | 316.8099 | 0.067152 | 0 | 0 | 0.1343 | 316.978 | 0.067517 | 0 | 0 | 0.13503 | 317.23 | 0.068063 | 0 | 0 | 0.13613 | 317.482 | 0.06861 | 0 | 0 | 0.13722 | 317.7341 | 0.069157 | 0 | 0 | 0.13831 | 317.9861 | 0.069703 | 0 | 0 | 0.13941 | 318.2381 | 0.07025 | 0 | 0 | 0.1405 | 318.4902 | 0.070797 | 0 | 0 | 0.14159 | 318.7422 | 0.071343 | 0 | 0 | 0.14269 | 318.9102 | 0.071708 | 0 | 0 | 0.14342 | 319.1623 | 0.072254 | 0 | 0 | 0.14451 | 319.4143 | 0.072801 | 0 | 0 | 0.1456 | 319.6664 | 0.073348 | 0 | 0 | 0.1467 | 319.8344 | 0.073712 | 0 | 0 | 0.14742 | 320.0864 | 0.074259 | 0 | 0 | 0.14852 | 320.2544 | 0.074623 | 0 | 0 | 0.14925 | 320.4225 | 0.074988 | 0 | 0 | 0.14998 | 320.6745 | 0.075534 | 0 | 0 | 0.15107 | 320.8425 | 0.075899 | 0 | 0 | 0.1518 | 321.0946 | 0.076445 | 0 | 0 | 0.15289 | 321.2626 | 0.07681 | 0 | 0 | 0.15362 | 321.5146 | 0.077357 | 0 | 0 | 0.15471 | 321.6826 | 0.077721 | 0 | 0 | 0.15544 | 321.6826 | 0.077721 | 0 | 0 | 0.15544
2017-11-16 07:00 | 241.3423 | 0.71934 |  | 257.813 | 0 | 0 | 0 | 0 | 265.4381 | 0 | 0 | 0 | 0 | 271.2648 | 0 | 0 | 0 | 0 | 271.4086 | 0 | 0 | 0 | 0 | 271.6244 | 0 | 0 | 0 | 0 | 271.8402 | 0 | 0 | 0 | 0 | 272.0561 | 0 | 0 | 0 | 0 | 272.2719 | 0 | 0 | 0 | 0 | 272.4877 | 0 | 0 | 0 | 0 | 272.7035 | 0 | 0 | 0 | 0 | 272.9193 | 0 | 0 | 0 | 0 | 273.0631 | 0 | 0 | 0 | 0 | 273.2789 | 0 | 0 | 0 | 0 | 273.4947 | 0 | 0 | 0 | 0 | 273.7105 | 0 | 0 | 0 | 0 | 273.8544 | 0 | 0 | 0 | 0 | 274.0702 | 0 | 0 | 0 | 0 | 274.2141 | 0 | 0 | 0 | 0 | 274.358 | 0 | 0 | 0 | 0 | 274.5738 | 0 | 0 | 0 | 0 | 274.7176 | 0 | 0 | 0 | 0 | 274.9334 | 0 | 0 | 0 | 0 | 275.0773 | 0 | 0 | 0 | 0 | 275.2931 | 0 | 0 | 0 | 0 | 275.437 | 0 | 0 | 0 | 0 | 275.437 | 0 | 0 | 0 | 0
2017-11-16 08:00 | 231.1124 | 0.68885 |  | 246.885 | 0 | 0 | 0 | 0 | 254.1868 | 0 | 0 | 0 | 0 | 259.7665 | 0 | 0 | 0 | 0 | 259.9043 | 0 | 0 | 0 | 0 | 260.1109 | 0 | 0 | 0 | 0 | 260.3176 | 0 | 0 | 0 | 0 | 260.5242 | 0 | 0 | 0 | 0 | 260.7309 | 0 | 0 | 0 | 0 | 260.9376 | 0 | 0 | 0 | 0 | 261.1442 | 0 | 0 | 0 | 0 | 261.3509 | 0 | 0 | 0 | 0 | 261.4886 | 0 | 0 | 0 | 0 | 261.6953 | 0 | 0 | 0 | 0 | 261.9019 | 0 | 0 | 0 | 0 | 262.1086 | 0 | 0 | 0 | 0 | 262.2464 | 0 | 0 | 0 | 0 | 262.453 | 0 | 0 | 0 | 0 | 262.5908 | 0 | 0 | 0 | 0 | 262.7286 | 0 | 0 | 0 | 0 | 262.9352 | 0 | 0 | 0 | 0 | 263.073 | 0 | 0 | 0 | 0 | 263.2797 | 0 | 0 | 0 | 0 | 263.4174 | 0 | 0 | 0 | 0 | 263.6241 | 0 | 0 | 0 | 0 | 263.7619 | 0 | 0 | 0 | 0 | 263.7619 | 0 | 0 | 0 | 0
2017-11-16 09:00 | 241.0478 | 0.71847 |  | 257.4985 | 0 | 0 | 0 | 0 | 265.1142 | 0 | 0 | 0 | 0 | 270.9338 | 0 | 0 | 0 | 0 | 271.0775 | 0 | 0 | 0 | 0 | 271.293 | 0 | 0 | 0 | 0 | 271.5086 | 0 | 0 | 0 | 0 | 271.7241 | 0 | 0 | 0 | 0 | 271.9396 | 0 | 0 | 0 | 0 | 272.1552 | 0 | 0 | 0 | 0 | 272.3707 | 0 | 0 | 0 | 0 | 272.5863 | 0 | 0 | 0 | 0 | 272.73 | 0 | 0 | 0 | 0 | 272.9455 | 0 | 0 | 0 | 0 | 273.161 | 0 | 0 | 0 | 0 | 273.3766 | 0 | 0 | 0 | 0 | 273.5203 | 0 | 0 | 0 | 0 | 273.7358 | 0 | 0 | 0 | 0 | 273.8795 | 0 | 0 | 0 | 0 | 274.0232 | 0 | 0 | 0 | 0 | 274.2387 | 0 | 0 | 0 | 0 | 274.3824 | 0 | 0 | 0 | 0 | 274.598 | 0 | 0 | 0 | 0 | 274.7417 | 0 | 0 | 0 | 0 | 274.9572 | 0 | 0 | 0 | 0 | 275.1009 | 0 | 0 | 0 | 0 | 275.1009 | 0 | 0 | 0 | 0
2017-11-16 10:00 | 211.7978 | 0.63128 |  | 226.2522 | 0 | 0 | 0 | 0 | 232.9438 | 0 | 0 | 0 | 0 | 238.0572 | 0 | 0 | 0 | 0 | 238.1834 | 0 | 0 | 0 | 0 | 238.3728 | 0 | 0 | 0 | 0 | 238.5622 | 0 | 0 | 0 | 0 | 238.7516 | 0 | 0 | 0 | 0 | 238.941 | 0 | 0 | 0 | 0 | 239.1304 | 0 | 0 | 0 | 0 | 239.3198 | 0 | 0 | 0 | 0 | 239.5091 | 0 | 0 | 0 | 0 | 239.6354 | 0 | 0 | 0 | 0 | 239.8248 | 0 | 0 | 0 | 0 | 240.0142 | 0 | 0 | 0 | 0 | 240.2036 | 0 | 0 | 0 | 0 | 240.3298 | 0 | 0 | 0 | 0 | 240.5192 | 0 | 0 | 0 | 0 | 240.6455 | 0 | 0 | 0 | 0 | 240.7717 | 0 | 0 | 0 | 0 | 240.9611 | 0 | 0 | 0 | 0 | 241.0874 | 0 | 0 | 0 | 0 | 241.2767 | 0 | 0 | 0 | 0 | 241.403 | 0 | 0 | 0 | 0 | 241.5924 | 0 | 0 | 0 | 0 | 241.7186 | 0 | 0 | 0 | 0 | 241.7186 | 0 | 0 | 0 | 0
2017-11-16 11:00 | 239.5061 | 0.71387 |  | 255.8515 | 0 | 0 | 0 | 0 | 263.4185 | 0 | 0 | 0 | 0 | 269.2009 | 0 | 0 | 0 | 0 | 269.3436 | 0 | 0 | 0 | 0 | 269.5578 | 0 | 0 | 0 | 0 | 269.772 | 0 | 0 | 0 | 0 | 269.9861 | 0 | 0 | 0 | 0 | 270.2003 | 0 | 0 | 0 | 0 | 270.4145 | 0 | 0 | 0 | 0 | 270.6286 | 0 | 0 | 0 | 0 | 270.8428 | 0 | 0 | 0 | 0 | 270.9855 | 0 | 0 | 0 | 0 | 271.1997 | 0 | 0 | 0 | 0 | 271.4139 | 0 | 0 | 0 | 0 | 271.628 | 0 | 0 | 0 | 0 | 271.7708 | 0 | 0 | 0 | 0 | 271.985 | 0 | 0 | 0 | 0 | 272.1277 | 0 | 0 | 0 | 0 | 272.2705 | 0 | 0 | 0 | 0 | 272.4847 | 0 | 0 | 0 | 0 | 272.6275 | 0 | 0 | 0 | 0 | 272.8416 | 0 | 0 | 0 | 0 | 272.9844 | 0 | 0 | 0 | 0 | 273.1986 | 0 | 0 | 0 | 0 | 273.3413 | 0 | 0 | 0 | 0 | 273.3413 | 0 | 0 | 0 | 0
2017-11-16 12:00 | 260.9428 | 0.77777 |  | 278.7512 | 0 | 0 | 0 | 0 | 286.9955 | 0.0024846 | 0 | 0 | 0.0049692 | 293.2954 | 0.016149 | 0 | 0 | 0.032298 | 293.451 | 0.016486 | 0 | 0 | 0.032973 | 293.6843 | 0.016993 | 0 | 0 | 0.033985 | 293.9176 | 0.017499 | 0 | 0 | 0.034997 | 294.1509 | 0.018005 | 0 | 0 | 0.036009 | 294.3843 | 0.018511 | 0 | 0 | 0.037022 | 294.6176 | 0.019017 | 0 | 0 | 0.038034 | 294.8509 | 0.019523 | 0 | 0 | 0.039046 | 295.0843 | 0.020029 | 0 | 0 | 0.040058 | 295.2398 | 0.020367 | 0 | 0 | 0.040733 | 295.4731 | 0.020873 | 0 | 0 | 0.041745 | 295.7065 | 0.021379 | 0 | 0 | 0.042757 | 295.9398 | 0.021885 | 0 | 0 | 0.04377 | 296.0954 | 0.022222 | 0 | 0 | 0.044444 | 296.3287 | 0.022728 | 0 | 0 | 0.045457 | 296.4842 | 0.023066 | 0 | 0 | 0.046131 | 296.6398 | 0.023403 | 0 | 0 | 0.046806 | 296.8731 | 0.023909 | 0 | 0 | 0.047818 | 297.0287 | 0.024247 | 0 | 0 | 0.048493 | 297.262 | 0.024753 | 0 | 0 | 0.049505 | 297.4176 | 0.02509 | 0 | 0 | 0.05018 | 297.6509 | 0.025596 | 0 | 0 | 0.051192 | 297.8064 | 0.025934 | 0 | 0 | 0.051867 | 297.8064 | 0.025934 | 0 | 0 | 0.051867
2017-11-16 13:00 | 254.0547 | 0.75724 |  | 271.393 | 0 | 0 | 0 | 0 | 279.4197 | 0 | 0 | 0 | 0 | 285.5533 | 0 | 0 | 0 | 0 | 285.7048 | 0 | 0 | 0 | 0 | 285.932 | 0.00017775 | 0 | 0 | 0.00035551 | 286.1591 | 0.00067049 | 0 | 0 | 0.001341 | 286.3863 | 0.0011632 | 0 | 0 | 0.0023264 | 286.6135 | 0.001656 | 0 | 0 | 0.0033119 | 286.8406 | 0.0021487 | 0 | 0 | 0.0042974 | 287.0678 | 0.0026414 | 0 | 0 | 0.0052828 | 287.295 | 0.0031342 | 0 | 0 | 0.0062683 | 287.4464 | 0.0034626 | 0 | 0 | 0.0069253 | 287.6736 | 0.0039554 | 0 | 0 | 0.0079107 | 287.9008 | 0.0044481 | 0 | 0 | 0.0088962 | 288.1279 | 0.0049408 | 0 | 0 | 0.0098817 | 288.2794 | 0.0052693 | 0 | 0 | 0.010539 | 288.5066 | 0.0057621 | 0 | 0 | 0.011524 | 288.658 | 0.0060905 | 0 | 0 | 0.012181 | 288.8094 | 0.006419 | 0 | 0 | 0.012838 | 289.0366 | 0.0069118 | 0 | 0 | 0.013824 | 289.1881 | 0.0072403 | 0 | 0 | 0.014481 | 289.4152 | 0.007733 | 0 | 0 | 0.015466 | 289.5667 | 0.0080615 | 0 | 0 | 0.016123 | 289.7939 | 0.0085542 | 0 | 0 | 0.017108 | 289.9453 | 0.0088827 | 0 | 0 | 0.017765 | 289.9453 | 0.0088827 | 0 | 0 | 0.017765
2017-11-16 14:00 | 266.1979 | 0.79343 |  | 284.3649 | 0 | 0 | 0 | 0 | 292.7753 | 0.015021 | 0 | 0 | 0.030042 | 299.202 | 0.028961 | 0 | 0 | 0.057921 | 299.3607 | 0.029305 | 0 | 0 | 0.05861 | 299.5988 | 0.029821 | 0 | 0 | 0.059642 | 299.8368 | 0.030337 | 0 | 0 | 0.060675 | 300.0748 | 0.030854 | 0 | 0 | 0.061707 | 300.3128 | 0.03137 | 0 | 0 | 0.06274 | 300.5509 | 0.031886 | 0 | 0 | 0.063772 | 300.7889 | 0.032402 | 0 | 0 | 0.064805 | 301.0269 | 0.032919 | 0 | 0 | 0.065837 | 301.1856 | 0.033263 | 0 | 0 | 0.066526 | 301.4236 | 0.033779 | 0 | 0 | 0.067558 | 301.6617 | 0.034296 | 0 | 0 | 0.068591 | 301.8997 | 0.034812 | 0 | 0 | 0.069624 | 302.0584 | 0.035156 | 0 | 0 | 0.070312 | 302.2964 | 0.035672 | 0 | 0 | 0.071345 | 302.4551 | 0.036016 | 0 | 0 | 0.072033 | 302.6138 | 0.036361 | 0 | 0 | 0.072721 | 302.8518 | 0.036877 | 0 | 0 | 0.073754 | 303.0105 | 0.037221 | 0 | 0 | 0.074442 | 303.2485 | 0.037737 | 0 | 0 | 0.075475 | 303.4072 | 0.038082 | 0 | 0 | 0.076163 | 303.6452 | 0.038598 | 0 | 0 | 0.077196 | 303.8039 | 0.038942 | 0 | 0 | 0.077884 | 303.8039 | 0.038942 | 0 | 0 | 0.077884
2017-11-16 15:00 | 251.1954 | 0.74871 |  | 268.3385 | 0 | 0 | 0 | 0 | 276.2749 | 0 | 0 | 0 | 0 | 282.3395 | 0 | 0 | 0 | 0 | 282.4892 | 0 | 0 | 0 | 0 | 282.7138 | 0 | 0 | 0 | 0 | 282.9384 | 0 | 0 | 0 | 0 | 283.163 | 0 | 0 | 0 | 0 | 283.3877 | 0 | 0 | 0 | 0 | 283.6123 | 0 | 0 | 0 | 0 | 283.8369 | 0 | 0 | 0 | 0 | 284.0615 | 0 | 0 | 0 | 0 | 284.2112 | 0 | 0 | 0 | 0 | 284.4359 | 0 | 0 | 0 | 0 | 284.6605 | 0 | 0 | 0 | 0 | 284.8851 | 0 | 0 | 0 | 0 | 285.0348 | 0 | 0 | 0 | 0 | 285.2594 | 0 | 0 | 0 | 0 | 285.4092 | 0 | 0 | 0 | 0 | 285.5589 | 0 | 0 | 0 | 0 | 285.7835 | 0 | 0 | 0 | 0 | 285.9333 | 0.00018064 | 0 | 0 | 0.00036127 | 286.1579 | 0.00066782 | 0 | 0 | 0.0013356 | 286.3076 | 0.00099262 | 0 | 0 | 0.0019852 | 286.5323 | 0.0014798 | 0 | 0 | 0.0029596 | 286.682 | 0.0018046 | 0 | 0 | 0.0036092 | 286.682 | 0.0018046 | 0 | 0 | 0.0036092
2017-11-16 16:00 | 268.6861 | 0.80085 |  | 287.0229 | 0.0025441 | 0 | 0 | 0.0050882 | 295.5119 | 0.020957 | 0 | 0 | 0.041913 | 301.9988 | 0.035027 | 0 | 0 | 0.070053 | 302.1589 | 0.035374 | 0 | 0 | 0.070748 | 302.3992 | 0.035895 | 0 | 0 | 0.07179 | 302.6394 | 0.036416 | 0 | 0 | 0.072833 | 302.8797 | 0.036937 | 0 | 0 | 0.073875 | 303.1199 | 0.037458 | 0 | 0 | 0.074917 | 303.3602 | 0.03798 | 0 | 0 | 0.075959 | 303.6004 | 0.038501 | 0 | 0 | 0.077001 | 303.8407 | 0.039022 | 0 | 0 | 0.078044 | 304.0009 | 0.039369 | 0 | 0 | 0.078738 | 304.2411 | 0.03989 | 0 | 0 | 0.079781 | 304.4814 | 0.040411 | 0 | 0 | 0.080823 | 304.7216 | 0.040933 | 0 | 0 | 0.081865 | 304.8818 | 0.04128 | 0 | 0 | 0.08256 | 305.1221 | 0.041801 | 0 | 0 | 0.083602 | 305.2822 | 0.042148 | 0 | 0 | 0.084297 | 305.4424 | 0.042496 | 0 | 0 | 0.084992 | 305.6826 | 0.043017 | 0 | 0 | 0.086034 | 305.8428 | 0.043364 | 0 | 0 | 0.086729 | 306.0831 | 0.043886 | 0 | 0 | 0.087771 | 306.2432 | 0.044233 | 0 | 0 | 0.088466 | 306.4835 | 0.044754 | 0 | 0 | 0.089508 | 306.6437 | 0.045101 | 0 | 0 | 0.090203 | 306.6437 | 0.045101 | 0 | 0 | 0.090203
2017-11-16 17:00 | 270.8355 | 0.80725 |  | 289.3191 | 0.0075244 | 0 | 0 | 0.015049 | 297.8759 | 0.026084 | 0 | 0 | 0.052169 | 304.4147 | 0.040267 | 0 | 0 | 0.080534 | 304.5761 | 0.040617 | 0 | 0 | 0.081234 | 304.8183 | 0.041142 | 0 | 0 | 0.082285 | 305.0605 | 0.041668 | 0 | 0 | 0.083335 | 305.3027 | 0.042193 | 0 | 0 | 0.084386 | 305.5448 | 0.042718 | 0 | 0 | 0.085436 | 305.787 | 0.043243 | 0 | 0 | 0.086487 | 306.0292 | 0.043769 | 0 | 0 | 0.087537 | 306.2714 | 0.044294 | 0 | 0 | 0.088588 | 306.4328 | 0.044644 | 0 | 0 | 0.089288 | 306.675 | 0.045169 | 0 | 0 | 0.090339 | 306.9172 | 0.045695 | 0 | 0 | 0.091389 | 307.1593 | 0.04622 | 0 | 0 | 0.09244 | 307.3208 | 0.04657 | 0 | 0 | 0.09314 | 307.563 | 0.047095 | 0 | 0 | 0.094191 | 307.7244 | 0.047446 | 0 | 0 | 0.094891 | 307.8859 | 0.047796 | 0 | 0 | 0.095592 | 308.128 | 0.048321 | 0 | 0 | 0.096642 | 308.2895 | 0.048671 | 0 | 0 | 0.097342 | 308.5317 | 0.049197 | 0 | 0 | 0.098393 | 308.6931 | 0.049547 | 0 | 0 | 0.099093 | 308.9353 | 0.050072 | 0 | 0 | 0.10014 | 309.0967 | 0.050422 | 0 | 0 | 0.10084 | 309.0967 | 0.050422 | 0 | 0 | 0.10084
2017-11-16 18:00 | 268.8295 | 0.80127 |  | 287.1761 | 0.0028763 | 0 | 0 | 0.0057526 | 295.6696 | 0.021299 | 0 | 0 | 0.042597 | 302.1599 | 0.035376 | 0 | 0 | 0.070752 | 302.3201 | 0.035724 | 0 | 0 | 0.071447 | 302.5605 | 0.036245 | 0 | 0 | 0.07249 | 302.8009 | 0.036767 | 0 | 0 | 0.073533 | 303.0413 | 0.037288 | 0 | 0 | 0.074576 | 303.2817 | 0.037809 | 0 | 0 | 0.075619 | 303.522 | 0.038331 | 0 | 0 | 0.076661 | 303.7624 | 0.038852 | 0 | 0 | 0.077704 | 304.0028 | 0.039373 | 0 | 0 | 0.078747 | 304.1631 | 0.039721 | 0 | 0 | 0.079442 | 304.4034 | 0.040242 | 0 | 0 | 0.080485 | 304.6438 | 0.040764 | 0 | 0 | 0.081528 | 304.8842 | 0.041285 | 0 | 0 | 0.08257 | 305.0445 | 0.041633 | 0 | 0 | 0.083266 | 305.2848 | 0.042154 | 0 | 0 | 0.084308 | 305.4451 | 0.042502 | 0 | 0 | 0.085004 | 305.6054 | 0.042849 | 0 | 0 | 0.085699 | 305.8457 | 0.043371 | 0 | 0 | 0.086742 | 306.006 | 0.043718 | 0 | 0 | 0.087437 | 306.2464 | 0.04424 | 0 | 0 | 0.088479 | 306.4066 | 0.044587 | 0 | 0 | 0.089175 | 306.647 | 0.045109 | 0 | 0 | 0.090217 | 306.8073 | 0.045456 | 0 | 0 | 0.090913 | 306.8073 | 0.045456 | 0 | 0 | 0.090913
2017-11-16 19:00 | 267.5961 | 0.7976 |  | 285.8586 | 1.8618e-05 | 0 | 0 | 3.7236e-05 | 294.3131 | 0.018356 | 0 | 0 | 0.036713 | 300.7736 | 0.032369 | 0 | 0 | 0.064739 | 300.9332 | 0.032715 | 0 | 0 | 0.065431 | 301.1724 | 0.033234 | 0 | 0 | 0.066469 | 301.4117 | 0.033753 | 0 | 0 | 0.067507 | 301.651 | 0.034272 | 0 | 0 | 0.068545 | 301.8903 | 0.034791 | 0 | 0 | 0.069583 | 302.1296 | 0.03531 | 0 | 0 | 0.070621 | 302.3688 | 0.035829 | 0 | 0 | 0.071659 | 302.6081 | 0.036348 | 0 | 0 | 0.072697 | 302.7676 | 0.036694 | 0 | 0 | 0.073389 | 303.0069 | 0.037213 | 0 | 0 | 0.074427 | 303.2462 | 0.037732 | 0 | 0 | 0.075465 | 303.4855 | 0.038251 | 0 | 0 | 0.076503 | 303.645 | 0.038597 | 0 | 0 | 0.077195 | 303.8843 | 0.039116 | 0 | 0 | 0.078233 | 304.0438 | 0.039462 | 0 | 0 | 0.078925 | 304.2033 | 0.039808 | 0 | 0 | 0.079617 | 304.4426 | 0.040327 | 0 | 0 | 0.080655 | 304.6021 | 0.040673 | 0 | 0 | 0.081347 | 304.8414 | 0.041192 | 0 | 0 | 0.082385 | 305.0009 | 0.041538 | 0 | 0 | 0.083077 | 305.2402 | 0.042057 | 0 | 0 | 0.084115 | 305.3997 | 0.042403 | 0 | 0 | 0.084807 | 305.3997 | 0.042403 | 0 | 0 | 0.084807
2017-11-16 20:00 | 266.6597 | 0.79481 |  | 284.8583 | 0 | 0 | 0 | 0 | 293.2832 | 0.016123 | 0 | 0 | 0.032245 | 299.7211 | 0.030086 | 0 | 0 | 0.060173 | 299.8801 | 0.030431 | 0 | 0 | 0.060862 | 300.1185 | 0.030948 | 0 | 0 | 0.061897 | 300.357 | 0.031466 | 0 | 0 | 0.062931 | 300.5954 | 0.031983 | 0 | 0 | 0.063966 | 300.8338 | 0.0325 | 0 | 0 | 0.065 | 301.0723 | 0.033017 | 0 | 0 | 0.066034 | 301.3107 | 0.033534 | 0 | 0 | 0.067069 | 301.5492 | 0.034051 | 0 | 0 | 0.068103 | 301.7081 | 0.034396 | 0 | 0 | 0.068793 | 301.9466 | 0.034913 | 0 | 0 | 0.069827 | 302.185 | 0.035431 | 0 | 0 | 0.070861 | 302.4235 | 0.035948 | 0 | 0 | 0.071896 | 302.5824 | 0.036293 | 0 | 0 | 0.072585 | 302.8209 | 0.03681 | 0 | 0 | 0.07362 | 302.9798 | 0.037155 | 0 | 0 | 0.074309 | 303.1388 | 0.037499 | 0 | 0 | 0.074999 | 303.3772 | 0.038017 | 0 | 0 | 0.076033 | 303.5362 | 0.038361 | 0 | 0 | 0.076723 | 303.7746 | 0.038879 | 0 | 0 | 0.077757 | 303.9336 | 0.039223 | 0 | 0 | 0.078447 | 304.172 | 0.03974 | 0 | 0 | 0.079481 | 304.331 | 0.040085 | 0 | 0 | 0.080171 | 304.331 | 0.040085 | 0 | 0 | 0.080171
2017-11-16 21:00 | 273.4415 | 0.81502 |  | 292.1029 | 0.013563 | 0 | 0 | 0.027125 | 300.7421 | 0.032301 | 0 | 0 | 0.064602 | 307.3438 | 0.04662 | 0 | 0 | 0.09324 | 307.5068 | 0.046974 | 0 | 0 | 0.093947 | 307.7513 | 0.047504 | 0 | 0 | 0.095008 | 307.9958 | 0.048034 | 0 | 0 | 0.096068 | 308.2403 | 0.048565 | 0 | 0 | 0.097129 | 308.4848 | 0.049095 | 0 | 0 | 0.09819 | 308.7293 | 0.049625 | 0 | 0 | 0.09925 | 308.9738 | 0.050156 | 0 | 0 | 0.10031 | 309.2183 | 0.050686 | 0 | 0 | 0.10137 | 309.3813 | 0.051039 | 0 | 0 | 0.10208 | 309.6258 | 0.05157 | 0 | 0 | 0.10314 | 309.8703 | 0.0521 | 0 | 0 | 0.1042 | 310.1148 | 0.05263 | 0 | 0 | 0.10526 | 310.2778 | 0.052984 | 0 | 0 | 0.10597 | 310.5223 | 0.053514 | 0 | 0 | 0.10703 | 310.6853 | 0.053868 | 0 | 0 | 0.10774 | 310.8483 | 0.054221 | 0 | 0 | 0.10844 | 311.0928 | 0.054752 | 0 | 0 | 0.1095 | 311.2558 | 0.055105 | 0 | 0 | 0.11021 | 311.5004 | 0.055636 | 0 | 0 | 0.11127 | 311.6634 | 0.055989 | 0 | 0 | 0.11198 | 311.9079 | 0.05652 | 0 | 0 | 0.11304 | 312.0709 | 0.056873 | 0 | 0 | 0.11375 | 312.0709 | 0.056873 | 0 | 0 | 0.11375
2017-11-16 22:00 | 280.2556 | 0.83533 |  | 299.382 | 0.029351 | 0 | 0 | 0.058702 | 308.2365 | 0.048556 | 0 | 0 | 0.097113 | 315.0027 | 0.063232 | 0 | 0 | 0.12646 | 315.1698 | 0.063595 | 0 | 0 | 0.12719 | 315.4204 | 0.064138 | 0 | 0 | 0.12828 | 315.671 | 0.064682 | 0 | 0 | 0.12936 | 315.9216 | 0.065225 | 0 | 0 | 0.13045 | 316.1722 | 0.065769 | 0 | 0 | 0.13154 | 316.4228 | 0.066312 | 0 | 0 | 0.13262 | 316.6734 | 0.066856 | 0 | 0 | 0.13371 | 316.924 | 0.067399 | 0 | 0 | 0.1348 | 317.091 | 0.067762 | 0 | 0 | 0.13552 | 317.3416 | 0.068305 | 0 | 0 | 0.13661 | 317.5922 | 0.068849 | 0 | 0 | 0.1377 | 317.8428 | 0.069392 | 0 | 0 | 0.13878 | 318.0099 | 0.069755 | 0 | 0 | 0.13951 | 318.2605 | 0.070298 | 0 | 0 | 0.1406 | 318.4275 | 0.070661 | 0 | 0 | 0.14132 | 318.5946 | 0.071023 | 0 | 0 | 0.14205 | 318.8452 | 0.071567 | 0 | 0 | 0.14313 | 319.0123 | 0.071929 | 0 | 0 | 0.14386 | 319.2629 | 0.072473 | 0 | 0 | 0.14495 | 319.4299 | 0.072835 | 0 | 0 | 0.14567 | 319.6805 | 0.073378 | 0 | 0 | 0.14676 | 319.8476 | 0.073741 | 0 | 0 | 0.14748 | 319.8476 | 0.073741 | 0 | 0 | 0.14748
2017-11-16 23:00 | 277.2904 | 0.82649 |  | 296.2145 | 0.022481 | 0 | 0 | 0.044961 | 304.9753 | 0.041483 | 0 | 0 | 0.082965 | 311.6698 | 0.056003 | 0 | 0 | 0.11201 | 311.8351 | 0.056362 | 0 | 0 | 0.11272 | 312.0831 | 0.0569 | 0 | 0 | 0.1138 | 312.331 | 0.057437 | 0 | 0 | 0.11487 | 312.579 | 0.057975 | 0 | 0 | 0.11595 | 312.8269 | 0.058513 | 0 | 0 | 0.11703 | 313.0749 | 0.059051 | 0 | 0 | 0.1181 | 313.3228 | 0.059589 | 0 | 0 | 0.11918 | 313.5708 | 0.060126 | 0 | 0 | 0.12025 | 313.7361 | 0.060485 | 0 | 0 | 0.12097 | 313.984 | 0.061023 | 0 | 0 | 0.12205 | 314.232 | 0.06156 | 0 | 0 | 0.12312 | 314.4799 | 0.062098 | 0 | 0 | 0.1242 | 314.6452 | 0.062457 | 0 | 0 | 0.12491 | 314.8932 | 0.062995 | 0 | 0 | 0.12599 | 315.0585 | 0.063353 | 0 | 0 | 0.12671 | 315.2238 | 0.063712 | 0 | 0 | 0.12742 | 315.4717 | 0.064249 | 0 | 0 | 0.1285 | 315.637 | 0.064608 | 0 | 0 | 0.12922 | 315.8849 | 0.065146 | 0 | 0 | 0.13029 | 316.0502 | 0.065504 | 0 | 0 | 0.13101 | 316.2982 | 0.066042 | 0 | 0 | 0.13208 | 316.4635 | 0.066401 | 0 | 0 | 0.1328 | 316.4635 | 0.066401 | 0 | 0 | 0.1328
2017-11-17 | 277.519 | 0.82717 |  | 296.4586 | 0.02301 | 0 | 0 | 0.04602 | 305.2267 | 0.042028 | 0 | 0 | 0.084056 | 311.9268 | 0.056561 | 0 | 0 | 0.11312 | 312.0922 | 0.056919 | 0 | 0 | 0.11384 | 312.3404 | 0.057458 | 0 | 0 | 0.11492 | 312.5885 | 0.057996 | 0 | 0 | 0.11599 | 312.8367 | 0.058534 | 0 | 0 | 0.11707 | 313.0848 | 0.059072 | 0 | 0 | 0.11814 | 313.333 | 0.059611 | 0 | 0 | 0.11922 | 313.5811 | 0.060149 | 0 | 0 | 0.1203 | 313.8293 | 0.060687 | 0 | 0 | 0.12137 | 313.9947 | 0.061046 | 0 | 0 | 0.12209 | 314.2428 | 0.061584 | 0 | 0 | 0.12317 | 314.491 | 0.062122 | 0 | 0 | 0.12424 | 314.7392 | 0.062661 | 0 | 0 | 0.12532 | 314.9046 | 0.063019 | 0 | 0 | 0.12604 | 315.1527 | 0.063558 | 0 | 0 | 0.12712 | 315.3182 | 0.063916 | 0 | 0 | 0.12783 | 315.4836 | 0.064275 | 0 | 0 | 0.12855 | 315.7318 | 0.064814 | 0 | 0 | 0.12963 | 315.8972 | 0.065172 | 0 | 0 | 0.13034 | 316.1453 | 0.065711 | 0 | 0 | 0.13142 | 316.3108 | 0.066069 | 0 | 0 | 0.13214 | 316.5589 | 0.066608 | 0 | 0 | 0.13322 | 316.7244 | 0.066966 | 0 | 0 | 0.13393 | 316.7244 | 0.066966 | 0 | 0 | 0.13393
2017-11-17 01:00 | 282.4145 | 0.84176 |  | 301.6883 | 0.034353 | 0 | 0 | 0.068706 | 310.611 | 0.053707 | 0 | 0 | 0.10741 | 317.4293 | 0.068495 | 0 | 0 | 0.13699 | 317.5976 | 0.068861 | 0 | 0 | 0.13772 | 317.8501 | 0.069408 | 0 | 0 | 0.13882 | 318.1027 | 0.069956 | 0 | 0 | 0.13991 | 318.3552 | 0.070504 | 0 | 0 | 0.14101 | 318.6077 | 0.071052 | 0 | 0 | 0.1421 | 318.8603 | 0.071599 | 0 | 0 | 0.1432 | 319.1128 | 0.072147 | 0 | 0 | 0.14429 | 319.3653 | 0.072695 | 0 | 0 | 0.14539 | 319.5337 | 0.07306 | 0 | 0 | 0.14612 | 319.7862 | 0.073608 | 0 | 0 | 0.14722 | 320.0387 | 0.074155 | 0 | 0 | 0.14831 | 320.2913 | 0.074703 | 0 | 0 | 0.14941 | 320.4596 | 0.075068 | 0 | 0 | 0.15014 | 320.7121 | 0.075616 | 0 | 0 | 0.15123 | 320.8805 | 0.075981 | 0 | 0 | 0.15196 | 321.0488 | 0.076346 | 0 | 0 | 0.15269 | 321.3014 | 0.076894 | 0 | 0 | 0.15379 | 321.4697 | 0.077259 | 0 | 0 | 0.15452 | 321.7223 | 0.077807 | 0 | 0 | 0.15561 | 321.8906 | 0.078172 | 0 | 0 | 0.15634 | 322.1431 | 0.07872 | 0 | 0 | 0.15744 | 322.3115 | 0.079085 | 0 | 0 | 0.15817 | 322.3115 | 0.079085 | 0 | 0 | 0.15817
2017-11-17 02:00 | 278.1631 | 0.82909 |  | 297.1468 | 0.024503 | 0 | 0 | 0.049005 | 305.9351 | 0.043565 | 0 | 0 | 0.087129 | 312.6508 | 0.058131 | 0 | 0 | 0.11626 | 312.8166 | 0.058491 | 0 | 0 | 0.11698 | 313.0653 | 0.05903 | 0 | 0 | 0.11806 | 313.3141 | 0.05957 | 0 | 0 | 0.11914 | 313.5628 | 0.060109 | 0 | 0 | 0.12022 | 313.8115 | 0.060649 | 0 | 0 | 0.1213 | 314.0603 | 0.061188 | 0 | 0 | 0.12238 | 314.309 | 0.061728 | 0 | 0 | 0.12346 | 314.5577 | 0.062267 | 0 | 0 | 0.12453 | 314.7235 | 0.062627 | 0 | 0 | 0.12525 | 314.9723 | 0.063166 | 0 | 0 | 0.12633 | 315.221 | 0.063706 | 0 | 0 | 0.12741 | 315.4697 | 0.064245 | 0 | 0 | 0.12849 | 315.6355 | 0.064605 | 0 | 0 | 0.12921 | 315.8843 | 0.065144 | 0 | 0 | 0.13029 | 316.0501 | 0.065504 | 0 | 0 | 0.13101 | 316.2159 | 0.065864 | 0 | 0 | 0.13173 | 316.4646 | 0.066403 | 0 | 0 | 0.13281 | 316.6304 | 0.066763 | 0 | 0 | 0.13353 | 316.8792 | 0.067302 | 0 | 0 | 0.1346 | 317.045 | 0.067662 | 0 | 0 | 0.13532 | 317.2937 | 0.068201 | 0 | 0 | 0.1364 | 317.4595 | 0.068561 | 0 | 0 | 0.13712 | 317.4595 | 0.068561 | 0 | 0 | 0.13712
2017-11-17 03:00 | 282.9967 | 0.8435 |  | 302.3102 | 0.035702 | 0 | 0 | 0.071404 | 311.2513 | 0.055095 | 0 | 0 | 0.11019 | 318.0836 | 0.069915 | 0 | 0 | 0.13983 | 318.2523 | 0.070281 | 0 | 0 | 0.14056 | 318.5054 | 0.070829 | 0 | 0 | 0.14166 | 318.7584 | 0.071378 | 0 | 0 | 0.14276 | 319.0115 | 0.071927 | 0 | 0 | 0.14385 | 319.2645 | 0.072476 | 0 | 0 | 0.14495 | 319.5176 | 0.073025 | 0 | 0 | 0.14605 | 319.7706 | 0.073574 | 0 | 0 | 0.14715 | 320.0237 | 0.074123 | 0 | 0 | 0.14825 | 320.1924 | 0.074489 | 0 | 0 | 0.14898 | 320.4454 | 0.075037 | 0 | 0 | 0.15007 | 320.6985 | 0.075586 | 0 | 0 | 0.15117 | 320.9515 | 0.076135 | 0 | 0 | 0.15227 | 321.1202 | 0.076501 | 0 | 0 | 0.153 | 321.3733 | 0.07705 | 0 | 0 | 0.1541 | 321.542 | 0.077416 | 0 | 0 | 0.15483 | 321.7107 | 0.077782 | 0 | 0 | 0.15556 | 321.9637 | 0.078331 | 0 | 0 | 0.15666 | 322.1324 | 0.078697 | 0 | 0 | 0.15739 | 322.3855 | 0.079245 | 0 | 0 | 0.15849 | 322.5542 | 0.079611 | 0 | 0 | 0.15922 | 322.8072 | 0.08016 | 0 | 0 | 0.16032 | 322.9759 | 0.080526 | 0 | 0 | 0.16105 | 322.9759 | 0.080526 | 0 | 0 | 0.16105
2017-11-17 04:00 | 282.5555 | 0.84218 |  | 301.8389 | 0.03468 | 0 | 0 | 0.06936 | 310.766 | 0.054043 | 0 | 0 | 0.10809 | 317.5877 | 0.068839 | 0 | 0 | 0.13768 | 317.7562 | 0.069204 | 0 | 0 | 0.13841 | 318.0088 | 0.069752 | 0 | 0 | 0.1395 | 318.2615 | 0.0703 | 0 | 0 | 0.1406 | 318.5141 | 0.070848 | 0 | 0 | 0.1417 | 318.7668 | 0.071396 | 0 | 0 | 0.14279 | 319.0194 | 0.071945 | 0 | 0 | 0.14389 | 319.2721 | 0.072493 | 0 | 0 | 0.14499 | 319.5247 | 0.073041 | 0 | 0 | 0.14608 | 319.6932 | 0.073406 | 0 | 0 | 0.14681 | 319.9458 | 0.073954 | 0 | 0 | 0.14791 | 320.1985 | 0.074502 | 0 | 0 | 0.149 | 320.4512 | 0.07505 | 0 | 0 | 0.1501 | 320.6196 | 0.075415 | 0 | 0 | 0.15083 | 320.8722 | 0.075963 | 0 | 0 | 0.15193 | 321.0407 | 0.076329 | 0 | 0 | 0.15266 | 321.2091 | 0.076694 | 0 | 0 | 0.15339 | 321.4618 | 0.077242 | 0 | 0 | 0.15448 | 321.6302 | 0.077607 | 0 | 0 | 0.15521 | 321.8829 | 0.078155 | 0 | 0 | 0.15631 | 322.0513 | 0.078521 | 0 | 0 | 0.15704 | 322.304 | 0.079069 | 0 | 0 | 0.15814 | 322.4724 | 0.079434 | 0 | 0 | 0.15887 | 322.4724 | 0.079434 | 0 | 0 | 0.15887
2017-11-17 05:00 | 280.3263 | 0.83554 |  | 299.4576 | 0.029515 | 0 | 0 | 0.05903 | 308.3143 | 0.048725 | 0 | 0 | 0.09745 | 315.0822 | 0.063405 | 0 | 0 | 0.12681 | 315.2493 | 0.063767 | 0 | 0 | 0.12753 | 315.5 | 0.064311 | 0 | 0 | 0.12862 | 315.7506 | 0.064854 | 0 | 0 | 0.12971 | 316.0013 | 0.065398 | 0 | 0 | 0.1308 | 316.2519 | 0.065942 | 0 | 0 | 0.13188 | 316.5026 | 0.066486 | 0 | 0 | 0.13297 | 316.7533 | 0.067029 | 0 | 0 | 0.13406 | 317.0039 | 0.067573 | 0 | 0 | 0.13515 | 317.171 | 0.067935 | 0 | 0 | 0.13587 | 317.4217 | 0.068479 | 0 | 0 | 0.13696 | 317.6724 | 0.069023 | 0 | 0 | 0.13805 | 317.923 | 0.069566 | 0 | 0 | 0.13913 | 318.0901 | 0.069929 | 0 | 0 | 0.13986 | 318.3408 | 0.070473 | 0 | 0 | 0.14095 | 318.5079 | 0.070835 | 0 | 0 | 0.14167 | 318.675 | 0.071197 | 0 | 0 | 0.14239 | 318.9257 | 0.071741 | 0 | 0 | 0.14348 | 319.0928 | 0.072104 | 0 | 0 | 0.14421 | 319.3434 | 0.072647 | 0 | 0 | 0.14529 | 319.5106 | 0.07301 | 0 | 0 | 0.14602 | 319.7612 | 0.073553 | 0 | 0 | 0.14711 | 319.9283 | 0.073916 | 0 | 0 | 0.14783 | 319.9283 | 0.073916 | 0 | 0 | 0.14783
2017-11-17 06:00 | 288.067 | 0.85861 |  | 307.7265 | 0.04745 | 0 | 0 | 0.0949 | 316.8278 | 0.067191 | 0 | 0 | 0.13438 | 323.7826 | 0.082276 | 0 | 0 | 0.16455 | 323.9543 | 0.082648 | 0 | 0 | 0.1653 | 324.2119 | 0.083207 | 0 | 0 | 0.16641 | 324.4695 | 0.083766 | 0 | 0 | 0.16753 | 324.727 | 0.084324 | 0 | 0 | 0.16865 | 324.9846 | 0.084883 | 0 | 0 | 0.16977 | 325.2422 | 0.085442 | 0 | 0 | 0.17088 | 325.4998 | 0.086 | 0 | 0 | 0.172 | 325.7574 | 0.086559 | 0 | 0 | 0.17312 | 325.9291 | 0.086932 | 0 | 0 | 0.17386 | 326.1867 | 0.08749 | 0 | 0 | 0.17498 | 326.4443 | 0.088049 | 0 | 0 | 0.1761 | 326.7019 | 0.088608 | 0 | 0 | 0.17722 | 326.8736 | 0.08898 | 0 | 0 | 0.17796 | 327.1312 | 0.089539 | 0 | 0 | 0.17908 | 327.3029 | 0.089911 | 0 | 0 | 0.17982 | 327.4746 | 0.090284 | 0 | 0 | 0.18057 | 327.7322 | 0.090842 | 0 | 0 | 0.18168 | 327.9039 | 0.091215 | 0 | 0 | 0.18243 | 328.1615 | 0.091774 | 0 | 0 | 0.18355 | 328.3332 | 0.092146 | 0 | 0 | 0.18429 | 328.5908 | 0.092705 | 0 | 0 | 0.18541 | 328.7625 | 0.093077 | 0 | 0 | 0.18615 | 328.7625 | 0.093077 | 0 | 0 | 0.18615
2017-11-17 07:00 | 288.0089 | 0.85844 |  | 307.6645 | 0.047316 | 0 | 0 | 0.094631 | 316.7639 | 0.067052 | 0 | 0 | 0.1341 | 323.7173 | 0.082134 | 0 | 0 | 0.16427 | 323.8889 | 0.082506 | 0 | 0 | 0.16501 | 324.1465 | 0.083065 | 0 | 0 | 0.16613 | 324.404 | 0.083624 | 0 | 0 | 0.16725 | 324.6615 | 0.084182 | 0 | 0 | 0.16836 | 324.9191 | 0.084741 | 0 | 0 | 0.16948 | 325.1766 | 0.085299 | 0 | 0 | 0.1706 | 325.4341 | 0.085858 | 0 | 0 | 0.17172 | 325.6917 | 0.086417 | 0 | 0 | 0.17283 | 325.8634 | 0.086789 | 0 | 0 | 0.17358 | 326.1209 | 0.087348 | 0 | 0 | 0.1747 | 326.3784 | 0.087906 | 0 | 0 | 0.17581 | 326.6359 | 0.088465 | 0 | 0 | 0.17693 | 326.8076 | 0.088837 | 0 | 0 | 0.17767 | 327.0652 | 0.089396 | 0 | 0 | 0.17879 | 327.2369 | 0.089768 | 0 | 0 | 0.17954 | 327.4085 | 0.09014 | 0 | 0 | 0.18028 | 327.6661 | 0.090699 | 0 | 0 | 0.1814 | 327.8378 | 0.091071 | 0 | 0 | 0.18214 | 328.0953 | 0.09163 | 0 | 0 | 0.18326 | 328.267 | 0.092002 | 0 | 0 | 0.184 | 328.5245 | 0.092561 | 0 | 0 | 0.18512 | 328.6962 | 0.092933 | 0 | 0 | 0.18587 | 328.6962 | 0.092933 | 0 | 0 | 0.18587
2017-11-17 08:00 | 287.721 | 0.85758 |  | 307.3569 | 0.046649 | 0 | 0 | 0.093297 | 316.4473 | 0.066366 | 0 | 0 | 0.13273 | 323.3937 | 0.081432 | 0 | 0 | 0.16286 | 323.5652 | 0.081804 | 0 | 0 | 0.16361 | 323.8225 | 0.082362 | 0 | 0 | 0.16472 | 324.0798 | 0.08292 | 0 | 0 | 0.16584 | 324.337 | 0.083478 | 0 | 0 | 0.16696 | 324.5943 | 0.084036 | 0 | 0 | 0.16807 | 324.8516 | 0.084594 | 0 | 0 | 0.16919 | 325.1089 | 0.085152 | 0 | 0 | 0.1703 | 325.3661 | 0.08571 | 0 | 0 | 0.17142 | 325.5376 | 0.086082 | 0 | 0 | 0.17216 | 325.7949 | 0.086641 | 0 | 0 | 0.17328 | 326.0522 | 0.087199 | 0 | 0 | 0.1744 | 326.3095 | 0.087757 | 0 | 0 | 0.17551 | 326.481 | 0.088129 | 0 | 0 | 0.17626 | 326.7383 | 0.088687 | 0 | 0 | 0.17737 | 326.9098 | 0.089059 | 0 | 0 | 0.17812 | 327.0813 | 0.089431 | 0 | 0 | 0.17886 | 327.3386 | 0.089989 | 0 | 0 | 0.17998 | 327.5101 | 0.090361 | 0 | 0 | 0.18072 | 327.7674 | 0.090919 | 0 | 0 | 0.18184 | 327.9389 | 0.091291 | 0 | 0 | 0.18258 | 328.1961 | 0.091849 | 0 | 0 | 0.1837 | 328.3677 | 0.092221 | 0 | 0 | 0.18444 | 328.3677 | 0.092221 | 0 | 0 | 0.18444
2017-11-17 09:00 | 287.0313 | 0.85552 |  | 306.6201 | 0.04505 | 0 | 0 | 0.090101 | 315.6887 | 0.06472 | 0 | 0 | 0.12944 | 322.6185 | 0.079751 | 0 | 0 | 0.1595 | 322.7896 | 0.080122 | 0 | 0 | 0.16024 | 323.0462 | 0.080679 | 0 | 0 | 0.16136 | 323.3029 | 0.081235 | 0 | 0 | 0.16247 | 323.5595 | 0.081792 | 0 | 0 | 0.16358 | 323.8162 | 0.082349 | 0 | 0 | 0.1647 | 324.0729 | 0.082905 | 0 | 0 | 0.16581 | 324.3295 | 0.083462 | 0 | 0 | 0.16692 | 324.5862 | 0.084019 | 0 | 0 | 0.16804 | 324.7573 | 0.08439 | 0 | 0 | 0.16878 | 325.0139 | 0.084947 | 0 | 0 | 0.16989 | 325.2706 | 0.085503 | 0 | 0 | 0.17101 | 325.5273 | 0.08606 | 0 | 0 | 0.17212 | 325.6984 | 0.086431 | 0 | 0 | 0.17286 | 325.955 | 0.086988 | 0 | 0 | 0.17398 | 326.1261 | 0.087359 | 0 | 0 | 0.17472 | 326.2972 | 0.08773 | 0 | 0 | 0.17546 | 326.5539 | 0.088287 | 0 | 0 | 0.17657 | 326.725 | 0.088658 | 0 | 0 | 0.17732 | 326.9816 | 0.089215 | 0 | 0 | 0.17843 | 327.1527 | 0.089586 | 0 | 0 | 0.17917 | 327.4094 | 0.090142 | 0 | 0 | 0.18028 | 327.5805 | 0.090513 | 0 | 0 | 0.18103 | 327.5805 | 0.090513 | 0 | 0 | 0.18103
2017-11-17 10:00 | 285.4174 | 0.85071 |  | 304.8962 | 0.041311 | 0 | 0 | 0.082622 | 313.9137 | 0.06087 | 0 | 0 | 0.12174 | 320.8045 | 0.075816 | 0 | 0 | 0.15163 | 320.9747 | 0.076185 | 0 | 0 | 0.15237 | 321.2299 | 0.076739 | 0 | 0 | 0.15348 | 321.4851 | 0.077293 | 0 | 0 | 0.15459 | 321.7403 | 0.077846 | 0 | 0 | 0.15569 | 321.9955 | 0.0784 | 0 | 0 | 0.1568 | 322.2507 | 0.078953 | 0 | 0 | 0.15791 | 322.506 | 0.079507 | 0 | 0 | 0.15901 | 322.7612 | 0.08006 | 0 | 0 | 0.16012 | 322.9313 | 0.080429 | 0 | 0 | 0.16086 | 323.1865 | 0.080983 | 0 | 0 | 0.16197 | 323.4417 | 0.081536 | 0 | 0 | 0.16307 | 323.697 | 0.08209 | 0 | 0 | 0.16418 | 323.8671 | 0.082459 | 0 | 0 | 0.16492 | 324.1223 | 0.083013 | 0 | 0 | 0.16603 | 324.2925 | 0.083382 | 0 | 0 | 0.16676 | 324.4626 | 0.083751 | 0 | 0 | 0.1675 | 324.7178 | 0.084304 | 0 | 0 | 0.16861 | 324.888 | 0.084673 | 0 | 0 | 0.16935 | 325.1432 | 0.085227 | 0 | 0 | 0.17045 | 325.3133 | 0.085596 | 0 | 0 | 0.17119 | 325.5685 | 0.086149 | 0 | 0 | 0.1723 | 325.7387 | 0.086519 | 0 | 0 | 0.17304 | 325.7387 | 0.086519 | 0 | 0 | 0.17304
2017-11-17 11:00 | 281.5487 | 0.83918 |  | 300.7633 | 0.032347 | 0 | 0 | 0.064694 | 309.6587 | 0.051641 | 0 | 0 | 0.10328 | 316.4561 | 0.066385 | 0 | 0 | 0.13277 | 316.6239 | 0.066749 | 0 | 0 | 0.1335 | 316.8757 | 0.067295 | 0 | 0 | 0.13459 | 317.1274 | 0.067841 | 0 | 0 | 0.13568 | 317.3792 | 0.068387 | 0 | 0 | 0.13677 | 317.6309 | 0.068933 | 0 | 0 | 0.13787 | 317.8827 | 0.069479 | 0 | 0 | 0.13896 | 318.1344 | 0.070025 | 0 | 0 | 0.14005 | 318.3862 | 0.070571 | 0 | 0 | 0.14114 | 318.554 | 0.070935 | 0 | 0 | 0.14187 | 318.8058 | 0.071481 | 0 | 0 | 0.14296 | 319.0575 | 0.072027 | 0 | 0 | 0.14405 | 319.3093 | 0.072573 | 0 | 0 | 0.14515 | 319.4771 | 0.072937 | 0 | 0 | 0.14587 | 319.7289 | 0.073483 | 0 | 0 | 0.14697 | 319.8967 | 0.073847 | 0 | 0 | 0.14769 | 320.0646 | 0.074211 | 0 | 0 | 0.14842 | 320.3163 | 0.074757 | 0 | 0 | 0.14951 | 320.4842 | 0.075121 | 0 | 0 | 0.15024 | 320.7359 | 0.075668 | 0 | 0 | 0.15134 | 320.9037 | 0.076032 | 0 | 0 | 0.15206 | 321.1555 | 0.076578 | 0 | 0 | 0.15316 | 321.3233 | 0.076942 | 0 | 0 | 0.15388 | 321.3233 | 0.076942 | 0 | 0 | 0.15388
2017-11-17 12:00 | 273.1793 | 0.81424 |  | 291.8228 | 0.012955 | 0 | 0 | 0.02591 | 300.4537 | 0.031675 | 0 | 0 | 0.063351 | 307.049 | 0.045981 | 0 | 0 | 0.091961 | 307.2119 | 0.046334 | 0 | 0 | 0.092668 | 307.4562 | 0.046864 | 0 | 0 | 0.093728 | 307.7004 | 0.047394 | 0 | 0 | 0.094787 | 307.9447 | 0.047923 | 0 | 0 | 0.095847 | 308.189 | 0.048453 | 0 | 0 | 0.096907 | 308.4333 | 0.048983 | 0 | 0 | 0.097966 | 308.6775 | 0.049513 | 0 | 0 | 0.099026 | 308.9218 | 0.050043 | 0 | 0 | 0.10009 | 309.0846 | 0.050396 | 0 | 0 | 0.10079 | 309.3289 | 0.050926 | 0 | 0 | 0.10185 | 309.5732 | 0.051456 | 0 | 0 | 0.10291 | 309.8175 | 0.051985 | 0 | 0 | 0.10397 | 309.9803 | 0.052339 | 0 | 0 | 0.10468 | 310.2246 | 0.052868 | 0 | 0 | 0.10574 | 310.3874 | 0.053222 | 0 | 0 | 0.10644 | 310.5503 | 0.053575 | 0 | 0 | 0.10715 | 310.7945 | 0.054105 | 0 | 0 | 0.10821 | 310.9574 | 0.054458 | 0 | 0 | 0.10892 | 311.2017 | 0.054988 | 0 | 0 | 0.10998 | 311.3645 | 0.055341 | 0 | 0 | 0.11068 | 311.6088 | 0.055871 | 0 | 0 | 0.11174 | 311.7716 | 0.056224 | 0 | 0 | 0.11245 | 311.7716 | 0.056224 | 0 | 0 | 0.11245
2017-11-17 13:00 | 285.7812 | 0.8518 |  | 305.2847 | 0.042154 | 0 | 0 | 0.084308 | 314.3138 | 0.061738 | 0 | 0 | 0.12348 | 321.2133 | 0.076703 | 0 | 0 | 0.15341 | 321.3837 | 0.077073 | 0 | 0 | 0.15415 | 321.6392 | 0.077627 | 0 | 0 | 0.15525 | 321.8948 | 0.078181 | 0 | 0 | 0.15636 | 322.1503 | 0.078735 | 0 | 0 | 0.15747 | 322.4058 | 0.07929 | 0 | 0 | 0.15858 | 322.6614 | 0.079844 | 0 | 0 | 0.15969 | 322.9169 | 0.080398 | 0 | 0 | 0.1608 | 323.1725 | 0.080952 | 0 | 0 | 0.1619 | 323.3428 | 0.081322 | 0 | 0 | 0.16264 | 323.5984 | 0.081876 | 0 | 0 | 0.16375 | 323.8539 | 0.08243 | 0 | 0 | 0.16486 | 324.1094 | 0.082985 | 0 | 0 | 0.16597 | 324.2798 | 0.083354 | 0 | 0 | 0.16671 | 324.5353 | 0.083909 | 0 | 0 | 0.16782 | 324.7057 | 0.084278 | 0 | 0 | 0.16856 | 324.8761 | 0.084648 | 0 | 0 | 0.1693 | 325.1316 | 0.085202 | 0 | 0 | 0.1704 | 325.302 | 0.085571 | 0 | 0 | 0.17114 | 325.5575 | 0.086126 | 0 | 0 | 0.17225 | 325.7279 | 0.086495 | 0 | 0 | 0.17299 | 325.9834 | 0.087049 | 0 | 0 | 0.1741 | 326.1538 | 0.087419 | 0 | 0 | 0.17484 | 326.1538 | 0.087419 | 0 | 0 | 0.17484
2017-11-17 14:00 | 273.5479 | 0.81534 |  | 292.2166 | 0.013809 | 0 | 0 | 0.027618 | 300.8591 | 0.032555 | 0 | 0 | 0.06511 | 307.4633 | 0.046879 | 0 | 0 | 0.093759 | 307.6264 | 0.047233 | 0 | 0 | 0.094466 | 307.871 | 0.047764 | 0 | 0 | 0.095527 | 308.1156 | 0.048294 | 0 | 0 | 0.096588 | 308.3602 | 0.048825 | 0 | 0 | 0.097649 | 308.6048 | 0.049355 | 0 | 0 | 0.09871 | 308.8494 | 0.049886 | 0 | 0 | 0.099771 | 309.094 | 0.050416 | 0 | 0 | 0.10083 | 309.3386 | 0.050947 | 0 | 0 | 0.10189 | 309.5017 | 0.051301 | 0 | 0 | 0.1026 | 309.7463 | 0.051831 | 0 | 0 | 0.10366 | 309.9909 | 0.052362 | 0 | 0 | 0.10472 | 310.2355 | 0.052892 | 0 | 0 | 0.10578 | 310.3986 | 0.053246 | 0 | 0 | 0.10649 | 310.6432 | 0.053776 | 0 | 0 | 0.10755 | 310.8062 | 0.05413 | 0 | 0 | 0.10826 | 310.9693 | 0.054484 | 0 | 0 | 0.10897 | 311.2139 | 0.055014 | 0 | 0 | 0.11003 | 311.377 | 0.055368 | 0 | 0 | 0.11074 | 311.6216 | 0.055899 | 0 | 0 | 0.1118 | 311.7846 | 0.056252 | 0 | 0 | 0.1125 | 312.0292 | 0.056783 | 0 | 0 | 0.11357 | 312.1923 | 0.057136 | 0 | 0 | 0.11427 | 312.1923 | 0.057136 | 0 | 0 | 0.11427
2017-11-17 15:00 | 275.9466 | 0.82249 |  | 294.779 | 0.019367 | 0 | 0 | 0.038734 | 303.4973 | 0.038277 | 0 | 0 | 0.076554 | 310.1594 | 0.052727 | 0 | 0 | 0.10545 | 310.3239 | 0.053084 | 0 | 0 | 0.10617 | 310.5707 | 0.053619 | 0 | 0 | 0.10724 | 310.8174 | 0.054154 | 0 | 0 | 0.10831 | 311.0642 | 0.05469 | 0 | 0 | 0.10938 | 311.3109 | 0.055225 | 0 | 0 | 0.11045 | 311.5577 | 0.05576 | 0 | 0 | 0.11152 | 311.8044 | 0.056295 | 0 | 0 | 0.11259 | 312.0512 | 0.05683 | 0 | 0 | 0.11366 | 312.2157 | 0.057187 | 0 | 0 | 0.11437 | 312.4624 | 0.057722 | 0 | 0 | 0.11544 | 312.7092 | 0.058257 | 0 | 0 | 0.11651 | 312.9559 | 0.058793 | 0 | 0 | 0.11759 | 313.1204 | 0.059149 | 0 | 0 | 0.1183 | 313.3671 | 0.059685 | 0 | 0 | 0.11937 | 313.5316 | 0.060041 | 0 | 0 | 0.12008 | 313.6961 | 0.060398 | 0 | 0 | 0.1208 | 313.9429 | 0.060933 | 0 | 0 | 0.12187 | 314.1074 | 0.06129 | 0 | 0 | 0.12258 | 314.3541 | 0.061825 | 0 | 0 | 0.12365 | 314.5186 | 0.062182 | 0 | 0 | 0.12436 | 314.7654 | 0.062717 | 0 | 0 | 0.12543 | 314.9299 | 0.063074 | 0 | 0 | 0.12615 | 314.9299 | 0.063074 | 0 | 0 | 0.12615
2017-11-17 16:00 | 273.9827 | 0.81663 |  | 292.681 | 0.014817 | 0 | 0 | 0.029633 | 301.3373 | 0.033592 | 0 | 0 | 0.067184 | 307.9521 | 0.047939 | 0 | 0 | 0.095879 | 308.1154 | 0.048294 | 0 | 0 | 0.096587 | 308.3604 | 0.048825 | 0 | 0 | 0.09765 | 308.6054 | 0.049356 | 0 | 0 | 0.098713 | 308.8504 | 0.049888 | 0 | 0 | 0.099776 | 309.0953 | 0.050419 | 0 | 0 | 0.10084 | 309.3403 | 0.050951 | 0 | 0 | 0.1019 | 309.5853 | 0.051482 | 0 | 0 | 0.10296 | 309.8303 | 0.052013 | 0 | 0 | 0.10403 | 309.9936 | 0.052368 | 0 | 0 | 0.10474 | 310.2386 | 0.052899 | 0 | 0 | 0.1058 | 310.4836 | 0.05343 | 0 | 0 | 0.10686 | 310.7286 | 0.053962 | 0 | 0 | 0.10792 | 310.8919 | 0.054316 | 0 | 0 | 0.10863 | 311.1369 | 0.054847 | 0 | 0 | 0.10969 | 311.3002 | 0.055202 | 0 | 0 | 0.1104 | 311.4636 | 0.055556 | 0 | 0 | 0.11111 | 311.7086 | 0.056087 | 0 | 0 | 0.11217 | 311.8719 | 0.056441 | 0 | 0 | 0.11288 | 312.1169 | 0.056973 | 0 | 0 | 0.11395 | 312.2802 | 0.057327 | 0 | 0 | 0.11465 | 312.5252 | 0.057859 | 0 | 0 | 0.11572 | 312.6885 | 0.058213 | 0 | 0 | 0.11643 | 312.6885 | 0.058213 | 0 | 0 | 0.11643
2017-11-17 17:00 | 278.4864 | 0.83006 |  | 297.4921 | 0.025252 | 0 | 0 | 0.050503 | 306.2907 | 0.044336 | 0 | 0 | 0.088672 | 313.0141 | 0.058919 | 0 | 0 | 0.11784 | 313.1801 | 0.059279 | 0 | 0 | 0.11856 | 313.4291 | 0.059819 | 0 | 0 | 0.11964 | 313.6782 | 0.060359 | 0 | 0 | 0.12072 | 313.9272 | 0.060899 | 0 | 0 | 0.1218 | 314.1762 | 0.061439 | 0 | 0 | 0.12288 | 314.4252 | 0.06198 | 0 | 0 | 0.12396 | 314.6742 | 0.06252 | 0 | 0 | 0.12504 | 314.9232 | 0.06306 | 0 | 0 | 0.12612 | 315.0892 | 0.06342 | 0 | 0 | 0.12684 | 315.3383 | 0.06396 | 0 | 0 | 0.12792 | 315.5873 | 0.0645 | 0 | 0 | 0.129 | 315.8363 | 0.06504 | 0 | 0 | 0.13008 | 316.0023 | 0.0654 | 0 | 0 | 0.1308 | 316.2513 | 0.06594 | 0 | 0 | 0.13188 | 316.4173 | 0.066301 | 0 | 0 | 0.1326 | 316.5833 | 0.066661 | 0 | 0 | 0.13332 | 316.8324 | 0.067201 | 0 | 0 | 0.1344 | 316.9984 | 0.067561 | 0 | 0 | 0.13512 | 317.2474 | 0.068101 | 0 | 0 | 0.1362 | 317.4134 | 0.068461 | 0 | 0 | 0.13692 | 317.6624 | 0.069001 | 0 | 0 | 0.138 | 317.8284 | 0.069361 | 0 | 0 | 0.13872 | 317.8284 | 0.069361 | 0 | 0 | 0.13872
2017-11-17 18:00 | 279.0677 | 0.83179 |  | 298.1131 | 0.026599 | 0 | 0 | 0.053197 | 306.9301 | 0.045723 | 0 | 0 | 0.091445 | 313.6676 | 0.060336 | 0 | 0 | 0.12067 | 313.8339 | 0.060697 | 0 | 0 | 0.12139 | 314.0834 | 0.061238 | 0 | 0 | 0.12248 | 314.333 | 0.06178 | 0 | 0 | 0.12356 | 314.5825 | 0.062321 | 0 | 0 | 0.12464 | 314.8321 | 0.062862 | 0 | 0 | 0.12572 | 315.0816 | 0.063403 | 0 | 0 | 0.12681 | 315.3311 | 0.063945 | 0 | 0 | 0.12789 | 315.5807 | 0.064486 | 0 | 0 | 0.12897 | 315.747 | 0.064847 | 0 | 0 | 0.12969 | 315.9966 | 0.065388 | 0 | 0 | 0.13078 | 316.2461 | 0.065929 | 0 | 0 | 0.13186 | 316.4956 | 0.06647 | 0 | 0 | 0.13294 | 316.662 | 0.066831 | 0 | 0 | 0.13366 | 316.9115 | 0.067372 | 0 | 0 | 0.13474 | 317.0779 | 0.067733 | 0 | 0 | 0.13547 | 317.2442 | 0.068094 | 0 | 0 | 0.13619 | 317.4938 | 0.068635 | 0 | 0 | 0.13727 | 317.6601 | 0.068996 | 0 | 0 | 0.13799 | 317.9097 | 0.069537 | 0 | 0 | 0.13907 | 318.076 | 0.069898 | 0 | 0 | 0.1398 | 318.3256 | 0.07044 | 0 | 0 | 0.14088 | 318.4919 | 0.0708 | 0 | 0 | 0.1416 | 318.4919 | 0.0708 | 0 | 0 | 0.1416
2017-11-17 19:00 | 288.741 | 0.86062 |  | 308.4465 | 0.049012 | 0 | 0 | 0.098024 | 317.5691 | 0.068799 | 0 | 0 | 0.1376 | 324.5401 | 0.083919 | 0 | 0 | 0.16784 | 324.7123 | 0.084292 | 0 | 0 | 0.16858 | 324.9704 | 0.084852 | 0 | 0 | 0.1697 | 325.2286 | 0.085412 | 0 | 0 | 0.17082 | 325.4868 | 0.085972 | 0 | 0 | 0.17194 | 325.745 | 0.086532 | 0 | 0 | 0.17306 | 326.0032 | 0.087092 | 0 | 0 | 0.17418 | 326.2614 | 0.087652 | 0 | 0 | 0.1753 | 326.5196 | 0.088212 | 0 | 0 | 0.17642 | 326.6917 | 0.088586 | 0 | 0 | 0.17717 | 326.9499 | 0.089146 | 0 | 0 | 0.17829 | 327.2081 | 0.089706 | 0 | 0 | 0.17941 | 327.4662 | 0.090266 | 0 | 0 | 0.18053 | 327.6384 | 0.090639 | 0 | 0 | 0.18128 | 327.8966 | 0.091199 | 0 | 0 | 0.1824 | 328.0687 | 0.091572 | 0 | 0 | 0.18314 | 328.2408 | 0.091946 | 0 | 0 | 0.18389 | 328.499 | 0.092506 | 0 | 0 | 0.18501 | 328.6711 | 0.092879 | 0 | 0 | 0.18576 | 328.9293 | 0.093439 | 0 | 0 | 0.18688 | 329.1014 | 0.093812 | 0 | 0 | 0.18762 | 329.3596 | 0.094372 | 0 | 0 | 0.18874 | 329.5317 | 0.094746 | 0 | 0 | 0.18949 | 329.5317 | 0.094746 | 0 | 0 | 0.18949
2017-11-17 20:00 | 284.5373 | 0.84809 |  | 303.9559 | 0.039272 | 0 | 0 | 0.078543 | 312.9457 | 0.05877 | 0 | 0 | 0.11754 | 319.8152 | 0.073671 | 0 | 0 | 0.14734 | 319.9848 | 0.074038 | 0 | 0 | 0.14808 | 320.2392 | 0.07459 | 0 | 0 | 0.14918 | 320.4937 | 0.075142 | 0 | 0 | 0.15028 | 320.7481 | 0.075694 | 0 | 0 | 0.15139 | 321.0025 | 0.076246 | 0 | 0 | 0.15249 | 321.257 | 0.076798 | 0 | 0 | 0.1536 | 321.5114 | 0.07735 | 0 | 0 | 0.1547 | 321.7658 | 0.077901 | 0 | 0 | 0.1558 | 321.9354 | 0.078269 | 0 | 0 | 0.15654 | 322.1899 | 0.078821 | 0 | 0 | 0.15764 | 322.4443 | 0.079373 | 0 | 0 | 0.15875 | 322.6987 | 0.079925 | 0 | 0 | 0.15985 | 322.8683 | 0.080293 | 0 | 0 | 0.16059 | 323.1228 | 0.080845 | 0 | 0 | 0.16169 | 323.2924 | 0.081213 | 0 | 0 | 0.16243 | 323.462 | 0.08158 | 0 | 0 | 0.16316 | 323.7164 | 0.082132 | 0 | 0 | 0.16426 | 323.886 | 0.0825 | 0 | 0 | 0.165 | 324.1405 | 0.083052 | 0 | 0 | 0.1661 | 324.3101 | 0.08342 | 0 | 0 | 0.16684 | 324.5645 | 0.083972 | 0 | 0 | 0.16794 | 324.7341 | 0.08434 | 0 | 0 | 0.16868 | 324.7341 | 0.08434 | 0 | 0 | 0.16868
2017-11-17 21:00 | 285.1492 | 0.84992 |  | 304.6096 | 0.040689 | 0 | 0 | 0.081379 | 313.6187 | 0.06023 | 0 | 0 | 0.12046 | 320.503 | 0.075162 | 0 | 0 | 0.15032 | 320.673 | 0.075531 | 0 | 0 | 0.15106 | 320.9279 | 0.076084 | 0 | 0 | 0.15217 | 321.1829 | 0.076637 | 0 | 0 | 0.15327 | 321.4379 | 0.07719 | 0 | 0 | 0.15438 | 321.6929 | 0.077743 | 0 | 0 | 0.15549 | 321.9478 | 0.078296 | 0 | 0 | 0.15659 | 322.2028 | 0.078849 | 0 | 0 | 0.1577 | 322.4578 | 0.079402 | 0 | 0 | 0.1588 | 322.6278 | 0.079771 | 0 | 0 | 0.15954 | 322.8827 | 0.080324 | 0 | 0 | 0.16065 | 323.1377 | 0.080877 | 0 | 0 | 0.16175 | 323.3927 | 0.08143 | 0 | 0 | 0.16286 | 323.5627 | 0.081799 | 0 | 0 | 0.1636 | 323.8176 | 0.082352 | 0 | 0 | 0.1647 | 323.9876 | 0.082721 | 0 | 0 | 0.16544 | 324.1576 | 0.083089 | 0 | 0 | 0.16618 | 324.4126 | 0.083642 | 0 | 0 | 0.16728 | 324.5826 | 0.084011 | 0 | 0 | 0.16802 | 324.8375 | 0.084564 | 0 | 0 | 0.16913 | 325.0075 | 0.084933 | 0 | 0 | 0.16987 | 325.2625 | 0.085486 | 0 | 0 | 0.17097 | 325.4325 | 0.085854 | 0 | 0 | 0.17171 | 325.4325 | 0.085854 | 0 | 0 | 0.17171
2017-11-17 22:00 | 282.6093 | 0.84234 |  | 301.8964 | 0.034805 | 0 | 0 | 0.069609 | 310.8252 | 0.054171 | 0 | 0 | 0.10834 | 317.6482 | 0.06897 | 0 | 0 | 0.13794 | 317.8167 | 0.069336 | 0 | 0 | 0.13867 | 318.0694 | 0.069884 | 0 | 0 | 0.13977 | 318.3221 | 0.070432 | 0 | 0 | 0.14086 | 318.5748 | 0.07098 | 0 | 0 | 0.14196 | 318.8275 | 0.071528 | 0 | 0 | 0.14306 | 319.0802 | 0.072076 | 0 | 0 | 0.14415 | 319.3329 | 0.072624 | 0 | 0 | 0.14525 | 319.5856 | 0.073173 | 0 | 0 | 0.14635 | 319.7541 | 0.073538 | 0 | 0 | 0.14708 | 320.0068 | 0.074086 | 0 | 0 | 0.14817 | 320.2595 | 0.074634 | 0 | 0 | 0.14927 | 320.5122 | 0.075182 | 0 | 0 | 0.15036 | 320.6807 | 0.075548 | 0 | 0 | 0.1511 | 320.9334 | 0.076096 | 0 | 0 | 0.15219 | 321.1018 | 0.076461 | 0 | 0 | 0.15292 | 321.2703 | 0.076827 | 0 | 0 | 0.15365 | 321.523 | 0.077375 | 0 | 0 | 0.15475 | 321.6915 | 0.07774 | 0 | 0 | 0.15548 | 321.9442 | 0.078288 | 0 | 0 | 0.15658 | 322.1127 | 0.078654 | 0 | 0 | 0.15731 | 322.3654 | 0.079202 | 0 | 0 | 0.1584 | 322.5338 | 0.079567 | 0 | 0 | 0.15913 | 322.5338 | 0.079567 | 0 | 0 | 0.15913
2017-11-17 23:00 | 286.8455 | 0.85497 |  | 306.4217 | 0.04462 | 0 | 0 | 0.08924 | 315.4844 | 0.064277 | 0 | 0 | 0.12855 | 322.4096 | 0.079298 | 0 | 0 | 0.1586 | 322.5806 | 0.079669 | 0 | 0 | 0.15934 | 322.8371 | 0.080225 | 0 | 0 | 0.16045 | 323.0936 | 0.080781 | 0 | 0 | 0.16156 | 323.3501 | 0.081338 | 0 | 0 | 0.16268 | 323.6066 | 0.081894 | 0 | 0 | 0.16379 | 323.8631 | 0.08245 | 0 | 0 | 0.1649 | 324.1196 | 0.083007 | 0 | 0 | 0.16601 | 324.3761 | 0.083563 | 0 | 0 | 0.16713 | 324.5471 | 0.083934 | 0 | 0 | 0.16787 | 324.8035 | 0.08449 | 0 | 0 | 0.16898 | 325.06 | 0.085047 | 0 | 0 | 0.17009 | 325.3165 | 0.085603 | 0 | 0 | 0.17121 | 325.4875 | 0.085974 | 0 | 0 | 0.17195 | 325.744 | 0.08653 | 0 | 0 | 0.17306 | 325.915 | 0.086901 | 0 | 0 | 0.1738 | 326.086 | 0.087272 | 0 | 0 | 0.17454 | 326.3425 | 0.087828 | 0 | 0 | 0.17566 | 326.5135 | 0.088199 | 0 | 0 | 0.1764 | 326.77 | 0.088755 | 0 | 0 | 0.17751 | 326.941 | 0.089126 | 0 | 0 | 0.17825 | 327.1975 | 0.089683 | 0 | 0 | 0.17937 | 327.3685 | 0.090054 | 0 | 0 | 0.18011 | 327.3685 | 0.090054 | 0 | 0 | 0.18011
2017-11-18 | 283.8291 | 0.84598 |  | 303.1994 | 0.037631 | 0 | 0 | 0.075262 | 312.1668 | 0.057081 | 0 | 0 | 0.11416 | 319.0192 | 0.071944 | 0 | 0 | 0.14389 | 319.1884 | 0.072311 | 0 | 0 | 0.14462 | 319.4422 | 0.072861 | 0 | 0 | 0.14572 | 319.696 | 0.073412 | 0 | 0 | 0.14682 | 319.9498 | 0.073962 | 0 | 0 | 0.14792 | 320.2036 | 0.074513 | 0 | 0 | 0.14903 | 320.4574 | 0.075063 | 0 | 0 | 0.15013 | 320.7112 | 0.075614 | 0 | 0 | 0.15123 | 320.9649 | 0.076164 | 0 | 0 | 0.15233 | 321.1341 | 0.076531 | 0 | 0 | 0.15306 | 321.3879 | 0.077082 | 0 | 0 | 0.15416 | 321.6417 | 0.077632 | 0 | 0 | 0.15526 | 321.8955 | 0.078183 | 0 | 0 | 0.15637 | 322.0647 | 0.07855 | 0 | 0 | 0.1571 | 322.3185 | 0.0791 | 0 | 0 | 0.1582 | 322.4877 | 0.079467 | 0 | 0 | 0.15893 | 322.6569 | 0.079834 | 0 | 0 | 0.15967 | 322.9107 | 0.080385 | 0 | 0 | 0.16077 | 323.0799 | 0.080752 | 0 | 0 | 0.1615 | 323.3337 | 0.081302 | 0 | 0 | 0.1626 | 323.5029 | 0.081669 | 0 | 0 | 0.16334 | 323.7567 | 0.08222 | 0 | 0 | 0.16444 | 323.9259 | 0.082587 | 0 | 0 | 0.16517 | 323.9259 | 0.082587 | 0 | 0 | 0.16517
2017-11-18 01:00 | 280.948 | 0.83739 |  | 300.1217 | 0.030955 | 0 | 0 | 0.061911 | 308.9981 | 0.050208 | 0 | 0 | 0.10042 | 315.781 | 0.06492 | 0 | 0 | 0.12984 | 315.9484 | 0.065284 | 0 | 0 | 0.13057 | 316.1997 | 0.065828 | 0 | 0 | 0.13166 | 316.4509 | 0.066373 | 0 | 0 | 0.13275 | 316.7021 | 0.066918 | 0 | 0 | 0.13384 | 316.9533 | 0.067463 | 0 | 0 | 0.13493 | 317.2045 | 0.068008 | 0 | 0 | 0.13602 | 317.4558 | 0.068553 | 0 | 0 | 0.13711 | 317.707 | 0.069098 | 0 | 0 | 0.1382 | 317.8744 | 0.069461 | 0 | 0 | 0.13892 | 318.1257 | 0.070006 | 0 | 0 | 0.14001 | 318.3769 | 0.070551 | 0 | 0 | 0.1411 | 318.6281 | 0.071096 | 0 | 0 | 0.14219 | 318.7956 | 0.071459 | 0 | 0 | 0.14292 | 319.0468 | 0.072004 | 0 | 0 | 0.14401 | 319.2143 | 0.072367 | 0 | 0 | 0.14473 | 319.3818 | 0.07273 | 0 | 0 | 0.14546 | 319.633 | 0.073275 | 0 | 0 | 0.14655 | 319.8005 | 0.073639 | 0 | 0 | 0.14728 | 320.0517 | 0.074183 | 0 | 0 | 0.14837 | 320.2191 | 0.074547 | 0 | 0 | 0.14909 | 320.4704 | 0.075092 | 0 | 0 | 0.15018 | 320.6378 | 0.075455 | 0 | 0 | 0.15091 | 320.6378 | 0.075455 | 0 | 0 | 0.15091
2017-11-18 02:00 | 277.4308 | 0.82691 |  | 296.3645 | 0.022806 | 0 | 0 | 0.045612 | 305.1297 | 0.041818 | 0 | 0 | 0.083635 | 311.8277 | 0.056346 | 0 | 0 | 0.11269 | 311.9931 | 0.056704 | 0 | 0 | 0.11341 | 312.2411 | 0.057242 | 0 | 0 | 0.11448 | 312.4892 | 0.05778 | 0 | 0 | 0.11556 | 312.7373 | 0.058318 | 0 | 0 | 0.11664 | 312.9853 | 0.058857 | 0 | 0 | 0.11771 | 313.2334 | 0.059395 | 0 | 0 | 0.11879 | 313.4815 | 0.059933 | 0 | 0 | 0.11987 | 313.7296 | 0.060471 | 0 | 0 | 0.12094 | 313.8949 | 0.060829 | 0 | 0 | 0.12166 | 314.143 | 0.061368 | 0 | 0 | 0.12274 | 314.3911 | 0.061906 | 0 | 0 | 0.12381 | 314.6392 | 0.062444 | 0 | 0 | 0.12489 | 314.8045 | 0.062802 | 0 | 0 | 0.1256 | 315.0526 | 0.06334 | 0 | 0 | 0.12668 | 315.218 | 0.063699 | 0 | 0 | 0.1274 | 315.3834 | 0.064058 | 0 | 0 | 0.12812 | 315.6315 | 0.064596 | 0 | 0 | 0.12919 | 315.7968 | 0.064955 | 0 | 0 | 0.12991 | 316.0449 | 0.065493 | 0 | 0 | 0.13099 | 316.2103 | 0.065851 | 0 | 0 | 0.1317 | 316.4584 | 0.06639 | 0 | 0 | 0.13278 | 316.6237 | 0.066748 | 0 | 0 | 0.1335 | 316.6237 | 0.066748 | 0 | 0 | 0.1335
2017-11-18 03:00 | 274.9393 | 0.81948 |  | 293.7029 | 0.017033 | 0 | 0 | 0.034066 | 302.3895 | 0.035874 | 0 | 0 | 0.071748 | 309.0273 | 0.050272 | 0 | 0 | 0.10054 | 309.1912 | 0.050627 | 0 | 0 | 0.10125 | 309.437 | 0.05116 | 0 | 0 | 0.10232 | 309.6829 | 0.051693 | 0 | 0 | 0.10339 | 309.9287 | 0.052227 | 0 | 0 | 0.10445 | 310.1745 | 0.05276 | 0 | 0 | 0.10552 | 310.4204 | 0.053293 | 0 | 0 | 0.10659 | 310.6662 | 0.053826 | 0 | 0 | 0.10765 | 310.9121 | 0.05436 | 0 | 0 | 0.10872 | 311.076 | 0.054715 | 0 | 0 | 0.10943 | 311.3218 | 0.055248 | 0 | 0 | 0.1105 | 311.5677 | 0.055782 | 0 | 0 | 0.11156 | 311.8135 | 0.056315 | 0 | 0 | 0.11263 | 311.9774 | 0.05667 | 0 | 0 | 0.11334 | 312.2233 | 0.057204 | 0 | 0 | 0.11441 | 312.3872 | 0.057559 | 0 | 0 | 0.11512 | 312.5511 | 0.057915 | 0 | 0 | 0.11583 | 312.7969 | 0.058448 | 0 | 0 | 0.1169 | 312.9608 | 0.058803 | 0 | 0 | 0.11761 | 313.2066 | 0.059337 | 0 | 0 | 0.11867 | 313.3705 | 0.059692 | 0 | 0 | 0.11938 | 313.6164 | 0.060225 | 0 | 0 | 0.12045 | 313.7803 | 0.060581 | 0 | 0 | 0.12116 | 313.7803 | 0.060581 | 0 | 0 | 0.12116
2017-11-18 04:00 | 281.0063 | 0.83757 |  | 300.1839 | 0.03109 | 0 | 0 | 0.062181 | 309.0621 | 0.050347 | 0 | 0 | 0.10069 | 315.8464 | 0.065062 | 0 | 0 | 0.13012 | 316.0139 | 0.065426 | 0 | 0 | 0.13085 | 316.2652 | 0.065971 | 0 | 0 | 0.13194 | 316.5165 | 0.066516 | 0 | 0 | 0.13303 | 316.7677 | 0.067061 | 0 | 0 | 0.13412 | 317.019 | 0.067606 | 0 | 0 | 0.13521 | 317.2703 | 0.068151 | 0 | 0 | 0.1363 | 317.5215 | 0.068696 | 0 | 0 | 0.13739 | 317.7728 | 0.069241 | 0 | 0 | 0.13848 | 317.9403 | 0.069604 | 0 | 0 | 0.13921 | 318.1916 | 0.070149 | 0 | 0 | 0.1403 | 318.4429 | 0.070694 | 0 | 0 | 0.14139 | 318.6941 | 0.071239 | 0 | 0 | 0.14248 | 318.8617 | 0.071602 | 0 | 0 | 0.1432 | 319.1129 | 0.072147 | 0 | 0 | 0.14429 | 319.2804 | 0.072511 | 0 | 0 | 0.14502 | 319.4479 | 0.072874 | 0 | 0 | 0.14575 | 319.6992 | 0.073419 | 0 | 0 | 0.14684 | 319.8667 | 0.073782 | 0 | 0 | 0.14756 | 320.118 | 0.074327 | 0 | 0 | 0.14865 | 320.2855 | 0.074691 | 0 | 0 | 0.14938 | 320.5368 | 0.075236 | 0 | 0 | 0.15047 | 320.7043 | 0.075599 | 0 | 0 | 0.1512 | 320.7043 | 0.075599 | 0 | 0 | 0.1512
2017-11-18 05:00 | 280.0938 | 0.83485 |  | 299.2092 | 0.028976 | 0 | 0 | 0.057952 | 308.0585 | 0.04817 | 0 | 0 | 0.096341 | 314.8208 | 0.062838 | 0 | 0 | 0.12568 | 314.9878 | 0.0632 | 0 | 0 | 0.1264 | 315.2382 | 0.063743 | 0 | 0 | 0.12749 | 315.4887 | 0.064286 | 0 | 0 | 0.12857 | 315.7391 | 0.06483 | 0 | 0 | 0.12966 | 315.9896 | 0.065373 | 0 | 0 | 0.13075 | 316.24 | 0.065916 | 0 | 0 | 0.13183 | 316.4905 | 0.066459 | 0 | 0 | 0.13292 | 316.741 | 0.067002 | 0 | 0 | 0.134 | 316.9079 | 0.067365 | 0 | 0 | 0.13473 | 317.1584 | 0.067908 | 0 | 0 | 0.13582 | 317.4088 | 0.068451 | 0 | 0 | 0.1369 | 317.6593 | 0.068994 | 0 | 0 | 0.13799 | 317.8263 | 0.069356 | 0 | 0 | 0.13871 | 318.0767 | 0.0699 | 0 | 0 | 0.1398 | 318.2437 | 0.070262 | 0 | 0 | 0.14052 | 318.4106 | 0.070624 | 0 | 0 | 0.14125 | 318.6611 | 0.071167 | 0 | 0 | 0.14233 | 318.8281 | 0.071529 | 0 | 0 | 0.14306 | 319.0785 | 0.072073 | 0 | 0 | 0.14415 | 319.2455 | 0.072435 | 0 | 0 | 0.14487 | 319.4959 | 0.072978 | 0 | 0 | 0.14596 | 319.6629 | 0.07334 | 0 | 0 | 0.14668 | 319.6629 | 0.07334 | 0 | 0 | 0.14668
2017-11-18 06:00 | 268.3182 | 0.79975 |  | 286.6299 | 0.0016916 | 0 | 0 | 0.0033832 | 295.1072 | 0.020079 | 0 | 0 | 0.040158 | 301.5852 | 0.03413 | 0 | 0 | 0.068259 | 301.7451 | 0.034477 | 0 | 0 | 0.068953 | 301.9851 | 0.034997 | 0 | 0 | 0.069994 | 302.225 | 0.035517 | 0 | 0 | 0.071035 | 302.4649 | 0.036038 | 0 | 0 | 0.072076 | 302.7048 | 0.036558 | 0 | 0 | 0.073116 | 302.9448 | 0.037079 | 0 | 0 | 0.074157 | 303.1847 | 0.037599 | 0 | 0 | 0.075198 | 303.4246 | 0.038119 | 0 | 0 | 0.076239 | 303.5846 | 0.038466 | 0 | 0 | 0.076933 | 303.8245 | 0.038987 | 0 | 0 | 0.077973 | 304.0644 | 0.039507 | 0 | 0 | 0.079014 | 304.3043 | 0.040027 | 0 | 0 | 0.080055 | 304.4643 | 0.040374 | 0 | 0 | 0.080749 | 304.7042 | 0.040895 | 0 | 0 | 0.08179 | 304.8642 | 0.041242 | 0 | 0 | 0.082483 | 305.0241 | 0.041589 | 0 | 0 | 0.083177 | 305.264 | 0.042109 | 0 | 0 | 0.084218 | 305.424 | 0.042456 | 0 | 0 | 0.084912 | 305.6639 | 0.042976 | 0 | 0 | 0.085953 | 305.8239 | 0.043323 | 0 | 0 | 0.086647 | 306.0638 | 0.043844 | 0 | 0 | 0.087687 | 306.2237 | 0.044191 | 0 | 0 | 0.088381 | 306.2237 | 0.044191 | 0 | 0 | 0.088381
2017-11-18 07:00 | 267.7383 | 0.79802 |  | 286.0105 | 0.00034811 | 0 | 0 | 0.00069622 | 294.4695 | 0.018696 | 0 | 0 | 0.037391 | 300.9335 | 0.032716 | 0 | 0 | 0.065432 | 301.0931 | 0.033062 | 0 | 0 | 0.066124 | 301.3325 | 0.033582 | 0 | 0 | 0.067163 | 301.5719 | 0.034101 | 0 | 0 | 0.068202 | 301.8113 | 0.03462 | 0 | 0 | 0.06924 | 302.0507 | 0.035139 | 0 | 0 | 0.070279 | 302.2901 | 0.035659 | 0 | 0 | 0.071317 | 302.5295 | 0.036178 | 0 | 0 | 0.072356 | 302.7689 | 0.036697 | 0 | 0 | 0.073394 | 302.9285 | 0.037043 | 0 | 0 | 0.074087 | 303.1679 | 0.037563 | 0 | 0 | 0.075125 | 303.4073 | 0.038082 | 0 | 0 | 0.076164 | 303.6467 | 0.038601 | 0 | 0 | 0.077202 | 303.8063 | 0.038947 | 0 | 0 | 0.077895 | 304.0458 | 0.039467 | 0 | 0 | 0.078933 | 304.2054 | 0.039813 | 0 | 0 | 0.079626 | 304.365 | 0.040159 | 0 | 0 | 0.080318 | 304.6044 | 0.040678 | 0 | 0 | 0.081356 | 304.764 | 0.041024 | 0 | 0 | 0.082049 | 305.0034 | 0.041544 | 0 | 0 | 0.083087 | 305.163 | 0.04189 | 0 | 0 | 0.08378 | 305.4024 | 0.042409 | 0 | 0 | 0.084818 | 305.562 | 0.042755 | 0 | 0 | 0.085511 | 305.562 | 0.042755 | 0 | 0 | 0.085511
2017-11-18 08:00 | 271.1285 | 0.80813 |  | 289.632 | 0.0082032 | 0 | 0 | 0.016406 | 298.1982 | 0.026783 | 0 | 0 | 0.053566 | 304.744 | 0.040981 | 0 | 0 | 0.081962 | 304.9056 | 0.041332 | 0 | 0 | 0.082663 | 305.148 | 0.041857 | 0 | 0 | 0.083715 | 305.3905 | 0.042383 | 0 | 0 | 0.084767 | 305.6329 | 0.042909 | 0 | 0 | 0.085818 | 305.8753 | 0.043435 | 0 | 0 | 0.08687 | 306.1178 | 0.043961 | 0 | 0 | 0.087922 | 306.3602 | 0.044487 | 0 | 0 | 0.088973 | 306.6027 | 0.045013 | 0 | 0 | 0.090025 | 306.7643 | 0.045363 | 0 | 0 | 0.090726 | 307.0067 | 0.045889 | 0 | 0 | 0.091778 | 307.2492 | 0.046415 | 0 | 0 | 0.09283 | 307.4916 | 0.046941 | 0 | 0 | 0.093881 | 307.6532 | 0.047291 | 0 | 0 | 0.094582 | 307.8957 | 0.047817 | 0 | 0 | 0.095634 | 308.0573 | 0.048168 | 0 | 0 | 0.096335 | 308.2189 | 0.048518 | 0 | 0 | 0.097036 | 308.4613 | 0.049044 | 0 | 0 | 0.098088 | 308.623 | 0.049395 | 0 | 0 | 0.098789 | 308.8654 | 0.04992 | 0 | 0 | 0.099841 | 309.027 | 0.050271 | 0 | 0 | 0.10054 | 309.2695 | 0.050797 | 0 | 0 | 0.10159 | 309.4311 | 0.051147 | 0 | 0 | 0.10229 | 309.4311 | 0.051147 | 0 | 0 | 0.10229
2017-11-18 09:00 | 259.8253 | 0.77443 |  | 277.5575 | 0 | 0 | 0 | 0 | 285.7665 | 0 | 0 | 0 | 0 | 292.0394 | 0.013425 | 0 | 0 | 0.02685 | 292.1943 | 0.013761 | 0 | 0 | 0.027522 | 292.4266 | 0.014265 | 0 | 0 | 0.028529 | 292.659 | 0.014769 | 0 | 0 | 0.029537 | 292.8913 | 0.015273 | 0 | 0 | 0.030545 | 293.1236 | 0.015776 | 0 | 0 | 0.031553 | 293.3559 | 0.01628 | 0 | 0 | 0.032561 | 293.5883 | 0.016784 | 0 | 0 | 0.033569 | 293.8206 | 0.017288 | 0 | 0 | 0.034576 | 293.9755 | 0.017624 | 0 | 0 | 0.035248 | 294.2078 | 0.018128 | 0 | 0 | 0.036256 | 294.4402 | 0.018632 | 0 | 0 | 0.037264 | 294.6725 | 0.019136 | 0 | 0 | 0.038272 | 294.8274 | 0.019472 | 0 | 0 | 0.038944 | 295.0597 | 0.019976 | 0 | 0 | 0.039952 | 295.2146 | 0.020312 | 0 | 0 | 0.040624 | 295.3695 | 0.020648 | 0 | 0 | 0.041295 | 295.6018 | 0.021152 | 0 | 0 | 0.042303 | 295.7567 | 0.021488 | 0 | 0 | 0.042975 | 295.989 | 0.021992 | 0 | 0 | 0.043983 | 296.1439 | 0.022327 | 0 | 0 | 0.044655 | 296.3762 | 0.022831 | 0 | 0 | 0.045663 | 296.5311 | 0.023167 | 0 | 0 | 0.046335 | 296.5311 | 0.023167 | 0 | 0 | 0.046335
2017-11-18 10:00 | 270.6358 | 0.80666 |  | 289.1057 | 0.0070615 | 0 | 0 | 0.014123 | 297.6562 | 0.025608 | 0 | 0 | 0.051215 | 304.1901 | 0.03978 | 0 | 0 | 0.07956 | 304.3515 | 0.04013 | 0 | 0 | 0.080259 | 304.5935 | 0.040655 | 0 | 0 | 0.081309 | 304.8355 | 0.041179 | 0 | 0 | 0.082359 | 305.0775 | 0.041704 | 0 | 0 | 0.083409 | 305.3195 | 0.042229 | 0 | 0 | 0.084459 | 305.5615 | 0.042754 | 0 | 0 | 0.085508 | 305.8035 | 0.043279 | 0 | 0 | 0.086558 | 306.0455 | 0.043804 | 0 | 0 | 0.087608 | 306.2068 | 0.044154 | 0 | 0 | 0.088308 | 306.4488 | 0.044679 | 0 | 0 | 0.089358 | 306.6908 | 0.045204 | 0 | 0 | 0.090407 | 306.9328 | 0.045729 | 0 | 0 | 0.091457 | 307.0941 | 0.046078 | 0 | 0 | 0.092157 | 307.3361 | 0.046603 | 0 | 0 | 0.093207 | 307.4974 | 0.046953 | 0 | 0 | 0.093907 | 307.6588 | 0.047303 | 0 | 0 | 0.094606 | 307.9008 | 0.047828 | 0 | 0 | 0.095656 | 308.0621 | 0.048178 | 0 | 0 | 0.096356 | 308.3041 | 0.048703 | 0 | 0 | 0.097406 | 308.4654 | 0.049053 | 0 | 0 | 0.098106 | 308.7074 | 0.049578 | 0 | 0 | 0.099155 | 308.8687 | 0.049928 | 0 | 0 | 0.099855 | 308.8687 | 0.049928 | 0 | 0 | 0.099855
2017-11-18 11:00 | 269.9544 | 0.80463 |  | 288.3778 | 0.0054829 | 0 | 0 | 0.010966 | 296.9069 | 0.023982 | 0 | 0 | 0.047965 | 303.4243 | 0.038119 | 0 | 0 | 0.076237 | 303.5853 | 0.038468 | 0 | 0 | 0.076936 | 303.8267 | 0.038991 | 0 | 0 | 0.077983 | 304.068 | 0.039515 | 0 | 0 | 0.07903 | 304.3094 | 0.040039 | 0 | 0 | 0.080077 | 304.5508 | 0.040562 | 0 | 0 | 0.081124 | 304.7922 | 0.041086 | 0 | 0 | 0.082171 | 305.0336 | 0.041609 | 0 | 0 | 0.083218 | 305.275 | 0.042133 | 0 | 0 | 0.084266 | 305.4359 | 0.042482 | 0 | 0 | 0.084964 | 305.6773 | 0.043005 | 0 | 0 | 0.086011 | 305.9187 | 0.043529 | 0 | 0 | 0.087058 | 306.1601 | 0.044053 | 0 | 0 | 0.088105 | 306.321 | 0.044402 | 0 | 0 | 0.088803 | 306.5624 | 0.044925 | 0 | 0 | 0.08985 | 306.7233 | 0.045274 | 0 | 0 | 0.090548 | 306.8842 | 0.045623 | 0 | 0 | 0.091246 | 307.1256 | 0.046147 | 0 | 0 | 0.092294 | 307.2865 | 0.046496 | 0 | 0 | 0.092992 | 307.5279 | 0.047019 | 0 | 0 | 0.094039 | 307.6889 | 0.047368 | 0 | 0 | 0.094737 | 307.9302 | 0.047892 | 0 | 0 | 0.095784 | 308.0912 | 0.048241 | 0 | 0 | 0.096482 | 308.0912 | 0.048241 | 0 | 0 | 0.096482
2017-11-18 12:00 | 259.5494 | 0.77361 |  | 277.2627 | 0 | 0 | 0 | 0 | 285.463 | 0 | 0 | 0 | 0 | 291.7293 | 0.012752 | 0 | 0 | 0.025504 | 291.884 | 0.013088 | 0 | 0 | 0.026175 | 292.1161 | 0.013591 | 0 | 0 | 0.027182 | 292.3481 | 0.014094 | 0 | 0 | 0.028189 | 292.5802 | 0.014598 | 0 | 0 | 0.029196 | 292.8123 | 0.015101 | 0 | 0 | 0.030202 | 293.0444 | 0.015605 | 0 | 0 | 0.031209 | 293.2765 | 0.016108 | 0 | 0 | 0.032216 | 293.5086 | 0.016611 | 0 | 0 | 0.033223 | 293.6633 | 0.016947 | 0 | 0 | 0.033894 | 293.8954 | 0.01745 | 0 | 0 | 0.034901 | 294.1274 | 0.017954 | 0 | 0 | 0.035908 | 294.3595 | 0.018457 | 0 | 0 | 0.036914 | 294.5143 | 0.018793 | 0 | 0 | 0.037586 | 294.7463 | 0.019296 | 0 | 0 | 0.038592 | 294.9011 | 0.019632 | 0 | 0 | 0.039264 | 295.0558 | 0.019967 | 0 | 0 | 0.039935 | 295.2879 | 0.020471 | 0 | 0 | 0.040941 | 295.4426 | 0.020806 | 0 | 0 | 0.041613 | 295.6747 | 0.02131 | 0 | 0 | 0.042619 | 295.8294 | 0.021645 | 0 | 0 | 0.043291 | 296.0615 | 0.022149 | 0 | 0 | 0.044297 | 296.2162 | 0.022484 | 0 | 0 | 0.044969 | 296.2162 | 0.022484 | 0 | 0 | 0.044969
2017-11-18 13:00 | 263.1265 | 0.78427 |  | 281.0839 | 0 | 0 | 0 | 0 | 289.3972 | 0.0076939 | 0 | 0 | 0.015388 | 295.7499 | 0.021473 | 0 | 0 | 0.042946 | 295.9067 | 0.021813 | 0 | 0 | 0.043626 | 296.142 | 0.022323 | 0 | 0 | 0.044647 | 296.3773 | 0.022834 | 0 | 0 | 0.045667 | 296.6126 | 0.023344 | 0 | 0 | 0.046688 | 296.8478 | 0.023854 | 0 | 0 | 0.047709 | 297.0831 | 0.024365 | 0 | 0 | 0.048729 | 297.3184 | 0.024875 | 0 | 0 | 0.04975 | 297.5537 | 0.025385 | 0 | 0 | 0.050771 | 297.7105 | 0.025726 | 0 | 0 | 0.051451 | 297.9458 | 0.026236 | 0 | 0 | 0.052472 | 298.1811 | 0.026746 | 0 | 0 | 0.053492 | 298.4164 | 0.027256 | 0 | 0 | 0.054513 | 298.5732 | 0.027597 | 0 | 0 | 0.055193 | 298.8085 | 0.028107 | 0 | 0 | 0.056214 | 298.9654 | 0.028447 | 0 | 0 | 0.056894 | 299.1222 | 0.028787 | 0 | 0 | 0.057575 | 299.3575 | 0.029298 | 0 | 0 | 0.058596 | 299.5144 | 0.029638 | 0 | 0 | 0.059276 | 299.7496 | 0.030148 | 0 | 0 | 0.060297 | 299.9065 | 0.030489 | 0 | 0 | 0.060977 | 300.1418 | 0.030999 | 0 | 0 | 0.061998 | 300.2986 | 0.031339 | 0 | 0 | 0.062678 | 300.2986 | 0.031339 | 0 | 0 | 0.062678
2017-11-18 14:00 | 269.444 | 0.8031 |  | 287.8326 | 0.0043003 | 0 | 0 | 0.0086006 | 296.3455 | 0.022765 | 0 | 0 | 0.04553 | 302.8507 | 0.036874 | 0 | 0 | 0.073749 | 303.0113 | 0.037223 | 0 | 0 | 0.074446 | 303.2522 | 0.037745 | 0 | 0 | 0.075491 | 303.4932 | 0.038268 | 0 | 0 | 0.076536 | 303.7341 | 0.038791 | 0 | 0 | 0.077581 | 303.975 | 0.039313 | 0 | 0 | 0.078626 | 304.216 | 0.039836 | 0 | 0 | 0.079672 | 304.4569 | 0.040358 | 0 | 0 | 0.080717 | 304.6978 | 0.040881 | 0 | 0 | 0.081762 | 304.8584 | 0.041229 | 0 | 0 | 0.082459 | 305.0994 | 0.041752 | 0 | 0 | 0.083504 | 305.3403 | 0.042274 | 0 | 0 | 0.084549 | 305.5812 | 0.042797 | 0 | 0 | 0.085594 | 305.7419 | 0.043145 | 0 | 0 | 0.086291 | 305.9828 | 0.043668 | 0 | 0 | 0.087336 | 306.1434 | 0.044016 | 0 | 0 | 0.088033 | 306.304 | 0.044365 | 0 | 0 | 0.08873 | 306.545 | 0.044887 | 0 | 0 | 0.089775 | 306.7056 | 0.045236 | 0 | 0 | 0.090472 | 306.9465 | 0.045758 | 0 | 0 | 0.091517 | 307.1071 | 0.046107 | 0 | 0 | 0.092213 | 307.3481 | 0.046629 | 0 | 0 | 0.093259 | 307.5087 | 0.046978 | 0 | 0 | 0.093955 | 307.5087 | 0.046978 | 0 | 0 | 0.093955
2017-11-18 15:00 | 279.5817 | 0.83332 |  | 298.6621 | 0.02779 | 0 | 0 | 0.055579 | 307.4953 | 0.046949 | 0 | 0 | 0.093897 | 314.2452 | 0.061589 | 0 | 0 | 0.12318 | 314.4119 | 0.061951 | 0 | 0 | 0.1239 | 314.6619 | 0.062493 | 0 | 0 | 0.12499 | 314.9119 | 0.063035 | 0 | 0 | 0.12607 | 315.1619 | 0.063577 | 0 | 0 | 0.12715 | 315.4119 | 0.06412 | 0 | 0 | 0.12824 | 315.6619 | 0.064662 | 0 | 0 | 0.12932 | 315.9119 | 0.065204 | 0 | 0 | 0.13041 | 316.1619 | 0.065746 | 0 | 0 | 0.13149 | 316.3285 | 0.066108 | 0 | 0 | 0.13222 | 316.5785 | 0.06665 | 0 | 0 | 0.1333 | 316.8285 | 0.067192 | 0 | 0 | 0.13438 | 317.0785 | 0.067735 | 0 | 0 | 0.13547 | 317.2452 | 0.068096 | 0 | 0 | 0.13619 | 317.4952 | 0.068638 | 0 | 0 | 0.13728 | 317.6618 | 0.069 | 0 | 0 | 0.138 | 317.8285 | 0.069361 | 0 | 0 | 0.13872 | 318.0785 | 0.069904 | 0 | 0 | 0.13981 | 318.2452 | 0.070265 | 0 | 0 | 0.14053 | 318.4952 | 0.070807 | 0 | 0 | 0.14161 | 318.6618 | 0.071169 | 0 | 0 | 0.14234 | 318.9118 | 0.071711 | 0 | 0 | 0.14342 | 319.0785 | 0.072073 | 0 | 0 | 0.14415 | 319.0785 | 0.072073 | 0 | 0 | 0.14415
2017-11-18 16:00 | 288.1851 | 0.85896 |  | 307.8526 | 0.047724 | 0 | 0 | 0.095447 | 316.9577 | 0.067472 | 0 | 0 | 0.13494 | 323.9153 | 0.082564 | 0 | 0 | 0.16513 | 324.0871 | 0.082936 | 0 | 0 | 0.16587 | 324.3447 | 0.083495 | 0 | 0 | 0.16699 | 324.6024 | 0.084054 | 0 | 0 | 0.16811 | 324.8601 | 0.084613 | 0 | 0 | 0.16923 | 325.1178 | 0.085172 | 0 | 0 | 0.17034 | 325.3755 | 0.085731 | 0 | 0 | 0.17146 | 325.6332 | 0.08629 | 0 | 0 | 0.17258 | 325.8909 | 0.086849 | 0 | 0 | 0.1737 | 326.0627 | 0.087221 | 0 | 0 | 0.17444 | 326.3204 | 0.08778 | 0 | 0 | 0.17556 | 326.578 | 0.088339 | 0 | 0 | 0.17668 | 326.8357 | 0.088898 | 0 | 0 | 0.1778 | 327.0075 | 0.089271 | 0 | 0 | 0.17854 | 327.2652 | 0.08983 | 0 | 0 | 0.17966 | 327.437 | 0.090202 | 0 | 0 | 0.1804 | 327.6088 | 0.090575 | 0 | 0 | 0.18115 | 327.8665 | 0.091134 | 0 | 0 | 0.18227 | 328.0383 | 0.091506 | 0 | 0 | 0.18301 | 328.296 | 0.092065 | 0 | 0 | 0.18413 | 328.4678 | 0.092438 | 0 | 0 | 0.18488 | 328.7255 | 0.092997 | 0 | 0 | 0.18599 | 328.8972 | 0.093369 | 0 | 0 | 0.18674 | 328.8972 | 0.093369 | 0 | 0 | 0.18674
2017-11-18 17:00 | 278.0295 | 0.82869 |  | 297.004 | 0.024193 | 0 | 0 | 0.048386 | 305.7882 | 0.043246 | 0 | 0 | 0.086492 | 312.5006 | 0.057805 | 0 | 0 | 0.11561 | 312.6664 | 0.058165 | 0 | 0 | 0.11633 | 312.915 | 0.058704 | 0 | 0 | 0.11741 | 313.1636 | 0.059243 | 0 | 0 | 0.11849 | 313.4122 | 0.059782 | 0 | 0 | 0.11956 | 313.6608 | 0.060322 | 0 | 0 | 0.12064 | 313.9094 | 0.060861 | 0 | 0 | 0.12172 | 314.158 | 0.0614 | 0 | 0 | 0.1228 | 314.4066 | 0.061939 | 0 | 0 | 0.12388 | 314.5724 | 0.062299 | 0 | 0 | 0.1246 | 314.821 | 0.062838 | 0 | 0 | 0.12568 | 315.0696 | 0.063377 | 0 | 0 | 0.12675 | 315.3182 | 0.063916 | 0 | 0 | 0.12783 | 315.4839 | 0.064276 | 0 | 0 | 0.12855 | 315.7325 | 0.064815 | 0 | 0 | 0.12963 | 315.8983 | 0.065175 | 0 | 0 | 0.13035 | 316.064 | 0.065534 | 0 | 0 | 0.13107 | 316.3126 | 0.066073 | 0 | 0 | 0.13215 | 316.4783 | 0.066433 | 0 | 0 | 0.13287 | 316.727 | 0.066972 | 0 | 0 | 0.13394 | 316.8927 | 0.067332 | 0 | 0 | 0.13466 | 317.1413 | 0.067871 | 0 | 0 | 0.13574 | 317.307 | 0.06823 | 0 | 0 | 0.13646 | 317.307 | 0.06823 | 0 | 0 | 0.13646
2017-11-18 18:00 | 285.381 | 0.85061 |  | 304.8572 | 0.041227 | 0 | 0 | 0.082453 | 313.8736 | 0.060783 | 0 | 0 | 0.12157 | 320.7635 | 0.075727 | 0 | 0 | 0.15145 | 320.9336 | 0.076096 | 0 | 0 | 0.15219 | 321.1888 | 0.07665 | 0 | 0 | 0.1533 | 321.444 | 0.077203 | 0 | 0 | 0.15441 | 321.6992 | 0.077757 | 0 | 0 | 0.15551 | 321.9544 | 0.07831 | 0 | 0 | 0.15662 | 322.2095 | 0.078864 | 0 | 0 | 0.15773 | 322.4647 | 0.079417 | 0 | 0 | 0.15883 | 322.7199 | 0.079971 | 0 | 0 | 0.15994 | 322.89 | 0.08034 | 0 | 0 | 0.16068 | 323.1452 | 0.080893 | 0 | 0 | 0.16179 | 323.4004 | 0.081447 | 0 | 0 | 0.16289 | 323.6556 | 0.082 | 0 | 0 | 0.164 | 323.8257 | 0.082369 | 0 | 0 | 0.16474 | 324.0809 | 0.082923 | 0 | 0 | 0.16585 | 324.251 | 0.083292 | 0 | 0 | 0.16658 | 324.4211 | 0.083661 | 0 | 0 | 0.16732 | 324.6763 | 0.084214 | 0 | 0 | 0.16843 | 324.8464 | 0.084583 | 0 | 0 | 0.16917 | 325.1016 | 0.085137 | 0 | 0 | 0.17027 | 325.2717 | 0.085506 | 0 | 0 | 0.17101 | 325.5269 | 0.086059 | 0 | 0 | 0.17212 | 325.697 | 0.086428 | 0 | 0 | 0.17286 | 325.697 | 0.086428 | 0 | 0 | 0.17286
2017-11-18 19:00 | 284.6763 | 0.84851 |  | 304.1044 | 0.039594 | 0 | 0 | 0.079188 | 313.0986 | 0.059102 | 0 | 0 | 0.1182 | 319.9715 | 0.074009 | 0 | 0 | 0.14802 | 320.1412 | 0.074378 | 0 | 0 | 0.14876 | 320.3957 | 0.07493 | 0 | 0 | 0.14986 | 320.6503 | 0.075482 | 0 | 0 | 0.15096 | 320.9048 | 0.076034 | 0 | 0 | 0.15207 | 321.1594 | 0.076586 | 0 | 0 | 0.15317 | 321.4139 | 0.077138 | 0 | 0 | 0.15428 | 321.6685 | 0.07769 | 0 | 0 | 0.15538 | 321.923 | 0.078242 | 0 | 0 | 0.15648 | 322.0927 | 0.07861 | 0 | 0 | 0.15722 | 322.3473 | 0.079163 | 0 | 0 | 0.15833 | 322.6018 | 0.079715 | 0 | 0 | 0.15943 | 322.8564 | 0.080267 | 0 | 0 | 0.16053 | 323.0261 | 0.080635 | 0 | 0 | 0.16127 | 323.2806 | 0.081187 | 0 | 0 | 0.16237 | 323.4503 | 0.081555 | 0 | 0 | 0.16311 | 323.62 | 0.081923 | 0 | 0 | 0.16385 | 323.8746 | 0.082475 | 0 | 0 | 0.16495 | 324.0443 | 0.082843 | 0 | 0 | 0.16569 | 324.2989 | 0.083396 | 0 | 0 | 0.16679 | 324.4686 | 0.083764 | 0 | 0 | 0.16753 | 324.7231 | 0.084316 | 0 | 0 | 0.16863 | 324.8928 | 0.084684 | 0 | 0 | 0.16937 | 324.8928 | 0.084684 | 0 | 0 | 0.16937
2017-11-18 20:00 | 280.3628 | 0.83565 |  | 299.4966 | 0.029599 | 0 | 0 | 0.059199 | 308.3545 | 0.048812 | 0 | 0 | 0.097624 | 315.1232 | 0.063494 | 0 | 0 | 0.12699 | 315.2903 | 0.063856 | 0 | 0 | 0.12771 | 315.541 | 0.0644 | 0 | 0 | 0.1288 | 315.7917 | 0.064944 | 0 | 0 | 0.12989 | 316.0424 | 0.065487 | 0 | 0 | 0.13097 | 316.2931 | 0.066031 | 0 | 0 | 0.13206 | 316.5438 | 0.066575 | 0 | 0 | 0.13315 | 316.7945 | 0.067119 | 0 | 0 | 0.13424 | 317.0452 | 0.067662 | 0 | 0 | 0.13532 | 317.2123 | 0.068025 | 0 | 0 | 0.13605 | 317.463 | 0.068569 | 0 | 0 | 0.13714 | 317.7137 | 0.069112 | 0 | 0 | 0.13822 | 317.9644 | 0.069656 | 0 | 0 | 0.13931 | 318.1315 | 0.070019 | 0 | 0 | 0.14004 | 318.3822 | 0.070562 | 0 | 0 | 0.14112 | 318.5494 | 0.070925 | 0 | 0 | 0.14185 | 318.7165 | 0.071287 | 0 | 0 | 0.14257 | 318.9672 | 0.071831 | 0 | 0 | 0.14366 | 319.1343 | 0.072194 | 0 | 0 | 0.14439 | 319.385 | 0.072737 | 0 | 0 | 0.14547 | 319.5522 | 0.0731 | 0 | 0 | 0.1462 | 319.8028 | 0.073644 | 0 | 0 | 0.14729 | 319.97 | 0.074006 | 0 | 0 | 0.14801 | 319.97 | 0.074006 | 0 | 0 | 0.14801
2017-11-18 21:00 | 280.5793 | 0.83629 |  | 299.7278 | 0.030101 | 0 | 0 | 0.060202 | 308.5925 | 0.049328 | 0 | 0 | 0.098657 | 315.3665 | 0.064021 | 0 | 0 | 0.12804 | 315.5337 | 0.064384 | 0 | 0 | 0.12877 | 315.7846 | 0.064928 | 0 | 0 | 0.12986 | 316.0355 | 0.065472 | 0 | 0 | 0.13094 | 316.2864 | 0.066017 | 0 | 0 | 0.13203 | 316.5373 | 0.066561 | 0 | 0 | 0.13312 | 316.7882 | 0.067105 | 0 | 0 | 0.13421 | 317.0391 | 0.067649 | 0 | 0 | 0.1353 | 317.29 | 0.068193 | 0 | 0 | 0.13639 | 317.4572 | 0.068556 | 0 | 0 | 0.13711 | 317.7081 | 0.0691 | 0 | 0 | 0.1382 | 317.959 | 0.069644 | 0 | 0 | 0.13929 | 318.2099 | 0.070189 | 0 | 0 | 0.14038 | 318.3771 | 0.070551 | 0 | 0 | 0.1411 | 318.628 | 0.071096 | 0 | 0 | 0.14219 | 318.7953 | 0.071458 | 0 | 0 | 0.14292 | 318.9625 | 0.071821 | 0 | 0 | 0.14364 | 319.2134 | 0.072365 | 0 | 0 | 0.14473 | 319.3807 | 0.072728 | 0 | 0 | 0.14546 | 319.6316 | 0.073272 | 0 | 0 | 0.14654 | 319.7988 | 0.073635 | 0 | 0 | 0.14727 | 320.0497 | 0.074179 | 0 | 0 | 0.14836 | 320.217 | 0.074542 | 0 | 0 | 0.14908 | 320.217 | 0.074542 | 0 | 0 | 0.14908
2017-11-18 22:00 | 280.4329 | 0.83586 |  | 299.5714 | 0.029762 | 0 | 0 | 0.059523 | 308.4315 | 0.048979 | 0 | 0 | 0.097958 | 315.2019 | 0.063664 | 0 | 0 | 0.12733 | 315.3691 | 0.064027 | 0 | 0 | 0.12805 | 315.6198 | 0.064571 | 0 | 0 | 0.12914 | 315.8706 | 0.065115 | 0 | 0 | 0.13023 | 316.1214 | 0.065659 | 0 | 0 | 0.13132 | 316.3721 | 0.066202 | 0 | 0 | 0.1324 | 316.6229 | 0.066746 | 0 | 0 | 0.13349 | 316.8736 | 0.06729 | 0 | 0 | 0.13458 | 317.1244 | 0.067834 | 0 | 0 | 0.13567 | 317.2916 | 0.068197 | 0 | 0 | 0.13639 | 317.5423 | 0.068741 | 0 | 0 | 0.13748 | 317.7931 | 0.069285 | 0 | 0 | 0.13857 | 318.0438 | 0.069828 | 0 | 0 | 0.13966 | 318.211 | 0.070191 | 0 | 0 | 0.14038 | 318.4618 | 0.070735 | 0 | 0 | 0.14147 | 318.6289 | 0.071098 | 0 | 0 | 0.1422 | 318.7961 | 0.07146 | 0 | 0 | 0.14292 | 319.0469 | 0.072004 | 0 | 0 | 0.14401 | 319.214 | 0.072367 | 0 | 0 | 0.14473 | 319.4648 | 0.07291 | 0 | 0 | 0.14582 | 319.632 | 0.073273 | 0 | 0 | 0.14655 | 319.8827 | 0.073817 | 0 | 0 | 0.14763 | 320.0499 | 0.07418 | 0 | 0 | 0.14836 | 320.0499 | 0.07418 | 0 | 0 | 0.14836
2017-11-18 23:00 | 273.9603 | 0.81657 |  | 292.6571 | 0.014765 | 0 | 0 | 0.029529 | 301.3127 | 0.033539 | 0 | 0 | 0.067077 | 307.9269 | 0.047885 | 0 | 0 | 0.09577 | 308.0902 | 0.048239 | 0 | 0 | 0.096478 | 308.3352 | 0.04877 | 0 | 0 | 0.097541 | 308.5802 | 0.049302 | 0 | 0 | 0.098603 | 308.8251 | 0.049833 | 0 | 0 | 0.099666 | 309.0701 | 0.050364 | 0 | 0 | 0.10073 | 309.3151 | 0.050896 | 0 | 0 | 0.10179 | 309.5601 | 0.051427 | 0 | 0 | 0.10285 | 309.805 | 0.051958 | 0 | 0 | 0.10392 | 309.9683 | 0.052313 | 0 | 0 | 0.10463 | 310.2133 | 0.052844 | 0 | 0 | 0.10569 | 310.4583 | 0.053375 | 0 | 0 | 0.10675 | 310.7032 | 0.053907 | 0 | 0 | 0.10781 | 310.8666 | 0.054261 | 0 | 0 | 0.10852 | 311.1115 | 0.054792 | 0 | 0 | 0.10958 | 311.2748 | 0.055146 | 0 | 0 | 0.11029 | 311.4382 | 0.055501 | 0 | 0 | 0.111 | 311.6831 | 0.056032 | 0 | 0 | 0.11206 | 311.8464 | 0.056386 | 0 | 0 | 0.11277 | 312.0914 | 0.056918 | 0 | 0 | 0.11384 | 312.2547 | 0.057272 | 0 | 0 | 0.11454 | 312.4997 | 0.057803 | 0 | 0 | 0.11561 | 312.663 | 0.058157 | 0 | 0 | 0.11631 | 312.663 | 0.058157 | 0 | 0 | 0.11631
2017-11-19 | 271.0574 | 0.80791 |  | 289.5561 | 0.0080386 | 0 | 0 | 0.016077 | 298.12 | 0.026614 | 0 | 0 | 0.053227 | 304.6641 | 0.040808 | 0 | 0 | 0.081616 | 304.8257 | 0.041158 | 0 | 0 | 0.082317 | 305.0681 | 0.041684 | 0 | 0 | 0.083368 | 305.3104 | 0.04221 | 0 | 0 | 0.084419 | 305.5528 | 0.042735 | 0 | 0 | 0.085471 | 305.7952 | 0.043261 | 0 | 0 | 0.086522 | 306.0376 | 0.043787 | 0 | 0 | 0.087574 | 306.2799 | 0.044313 | 0 | 0 | 0.088625 | 306.5223 | 0.044838 | 0 | 0 | 0.089676 | 306.6839 | 0.045189 | 0 | 0 | 0.090377 | 306.9263 | 0.045714 | 0 | 0 | 0.091429 | 307.1686 | 0.04624 | 0 | 0 | 0.09248 | 307.411 | 0.046766 | 0 | 0 | 0.093532 | 307.5726 | 0.047116 | 0 | 0 | 0.094233 | 307.815 | 0.047642 | 0 | 0 | 0.095284 | 307.9766 | 0.047992 | 0 | 0 | 0.095985 | 308.1381 | 0.048343 | 0 | 0 | 0.096686 | 308.3805 | 0.048869 | 0 | 0 | 0.097737 | 308.5421 | 0.049219 | 0 | 0 | 0.098438 | 308.7845 | 0.049745 | 0 | 0 | 0.09949 | 308.946 | 0.050095 | 0 | 0 | 0.10019 | 309.1884 | 0.050621 | 0 | 0 | 0.10124 | 309.35 | 0.050972 | 0 | 0 | 0.10194 | 309.35 | 0.050972 | 0 | 0 | 0.10194
2017-11-19 01:00 | 264.2402 | 0.78759 |  | 282.2737 | 0 | 0 | 0 | 0 | 290.6222 | 0.010351 | 0 | 0 | 0.020702 | 297.0017 | 0.024188 | 0 | 0 | 0.048376 | 297.1592 | 0.02453 | 0 | 0 | 0.049059 | 297.3955 | 0.025042 | 0 | 0 | 0.050084 | 297.6318 | 0.025555 | 0 | 0 | 0.051109 | 297.868 | 0.026067 | 0 | 0 | 0.052134 | 298.1043 | 0.02658 | 0 | 0 | 0.053159 | 298.3406 | 0.027092 | 0 | 0 | 0.054184 | 298.5769 | 0.027605 | 0 | 0 | 0.055209 | 298.8131 | 0.028117 | 0 | 0 | 0.056234 | 298.9707 | 0.028459 | 0 | 0 | 0.056917 | 299.2069 | 0.028971 | 0 | 0 | 0.057942 | 299.4432 | 0.029484 | 0 | 0 | 0.058967 | 299.6795 | 0.029996 | 0 | 0 | 0.059992 | 299.837 | 0.030338 | 0 | 0 | 0.060676 | 300.0733 | 0.03085 | 0 | 0 | 0.061701 | 300.2308 | 0.031192 | 0 | 0 | 0.062384 | 300.3883 | 0.031534 | 0 | 0 | 0.063067 | 300.6246 | 0.032046 | 0 | 0 | 0.064092 | 300.7821 | 0.032388 | 0 | 0 | 0.064776 | 301.0184 | 0.0329 | 0 | 0 | 0.065801 | 301.1759 | 0.033242 | 0 | 0 | 0.066484 | 301.4122 | 0.033754 | 0 | 0 | 0.067509 | 301.5697 | 0.034096 | 0 | 0 | 0.068192 | 301.5697 | 0.034096 | 0 | 0 | 0.068192
2017-11-19 02:00 | 262.5539 | 0.78257 |  | 280.4722 | 0 | 0 | 0 | 0 | 288.7674 | 0.0063279 | 0 | 0 | 0.012656 | 295.1062 | 0.020077 | 0 | 0 | 0.040154 | 295.2627 | 0.020416 | 0 | 0 | 0.040832 | 295.4975 | 0.020925 | 0 | 0 | 0.041851 | 295.7323 | 0.021435 | 0 | 0 | 0.042869 | 295.9671 | 0.021944 | 0 | 0 | 0.043888 | 296.2018 | 0.022453 | 0 | 0 | 0.044906 | 296.4366 | 0.022962 | 0 | 0 | 0.045925 | 296.6714 | 0.023472 | 0 | 0 | 0.046943 | 296.9061 | 0.023981 | 0 | 0 | 0.047961 | 297.0626 | 0.02432 | 0 | 0 | 0.04864 | 297.2974 | 0.024829 | 0 | 0 | 0.049659 | 297.5322 | 0.025339 | 0 | 0 | 0.050677 | 297.767 | 0.025848 | 0 | 0 | 0.051696 | 297.9235 | 0.026187 | 0 | 0 | 0.052375 | 298.1582 | 0.026697 | 0 | 0 | 0.053393 | 298.3148 | 0.027036 | 0 | 0 | 0.054072 | 298.4713 | 0.027376 | 0 | 0 | 0.054751 | 298.706 | 0.027885 | 0 | 0 | 0.055769 | 298.8626 | 0.028224 | 0 | 0 | 0.056448 | 299.0973 | 0.028733 | 0 | 0 | 0.057467 | 299.2538 | 0.029073 | 0 | 0 | 0.058146 | 299.4886 | 0.029582 | 0 | 0 | 0.059164 | 299.6451 | 0.029922 | 0 | 0 | 0.059843 | 299.6451 | 0.029922 | 0 | 0 | 0.059843
2017-11-19 03:00 | 258.4354 | 0.77029 |  | 276.0727 | 0 | 0 | 0 | 0 | 284.2378 | 0 | 0 | 0 | 0 | 290.4771 | 0.010036 | 0 | 0 | 0.020072 | 290.6312 | 0.01037 | 0 | 0 | 0.020741 | 290.8623 | 0.010872 | 0 | 0 | 0.021743 | 291.0934 | 0.011373 | 0 | 0 | 0.022746 | 291.3244 | 0.011874 | 0 | 0 | 0.023748 | 291.5555 | 0.012375 | 0 | 0 | 0.024751 | 291.7866 | 0.012877 | 0 | 0 | 0.025753 | 292.0177 | 0.013378 | 0 | 0 | 0.026756 | 292.2488 | 0.013879 | 0 | 0 | 0.027758 | 292.4029 | 0.014213 | 0 | 0 | 0.028426 | 292.6339 | 0.014714 | 0 | 0 | 0.029429 | 292.865 | 0.015216 | 0 | 0 | 0.030431 | 293.0961 | 0.015717 | 0 | 0 | 0.031434 | 293.2502 | 0.016051 | 0 | 0 | 0.032102 | 293.4813 | 0.016552 | 0 | 0 | 0.033104 | 293.6353 | 0.016886 | 0 | 0 | 0.033773 | 293.7894 | 0.017221 | 0 | 0 | 0.034441 | 294.0205 | 0.017722 | 0 | 0 | 0.035443 | 294.1745 | 0.018056 | 0 | 0 | 0.036112 | 294.4056 | 0.018557 | 0 | 0 | 0.037114 | 294.5597 | 0.018891 | 0 | 0 | 0.037783 | 294.7908 | 0.019393 | 0 | 0 | 0.038785 | 294.9448 | 0.019727 | 0 | 0 | 0.039453 | 294.9448 | 0.019727 | 0 | 0 | 0.039453
2017-11-19 04:00 | 226.9906 | 0.67657 |  | 242.4819 | 0 | 0 | 0 | 0 | 249.6535 | 0 | 0 | 0 | 0 | 255.1337 | 0 | 0 | 0 | 0 | 255.269 | 0 | 0 | 0 | 0 | 255.472 | 0 | 0 | 0 | 0 | 255.675 | 0 | 0 | 0 | 0 | 255.8779 | 0 | 0 | 0 | 0 | 256.0809 | 0 | 0 | 0 | 0 | 256.2839 | 0 | 0 | 0 | 0 | 256.4868 | 0 | 0 | 0 | 0 | 256.6898 | 0 | 0 | 0 | 0 | 256.8251 | 0 | 0 | 0 | 0 | 257.0281 | 0 | 0 | 0 | 0 | 257.2311 | 0 | 0 | 0 | 0 | 257.434 | 0 | 0 | 0 | 0 | 257.5693 | 0 | 0 | 0 | 0 | 257.7723 | 0 | 0 | 0 | 0 | 257.9076 | 0 | 0 | 0 | 0 | 258.0429 | 0 | 0 | 0 | 0 | 258.2459 | 0 | 0 | 0 | 0 | 258.3812 | 0 | 0 | 0 | 0 | 258.5842 | 0 | 0 | 0 | 0 | 258.7195 | 0 | 0 | 0 | 0 | 258.9225 | 0 | 0 | 0 | 0 | 259.0578 | 0 | 0 | 0 | 0 | 259.0578 | 0 | 0 | 0 | 0
2017-11-19 05:00 | 232.3068 | 0.69241 |  | 248.1609 | 0 | 0 | 0 | 0 | 255.5004 | 0 | 0 | 0 | 0 | 261.109 | 0 | 0 | 0 | 0 | 261.2475 | 0 | 0 | 0 | 0 | 261.4552 | 0 | 0 | 0 | 0 | 261.6629 | 0 | 0 | 0 | 0 | 261.8706 | 0 | 0 | 0 | 0 | 262.0784 | 0 | 0 | 0 | 0 | 262.2861 | 0 | 0 | 0 | 0 | 262.4938 | 0 | 0 | 0 | 0 | 262.7015 | 0 | 0 | 0 | 0 | 262.84 | 0 | 0 | 0 | 0 | 263.0477 | 0 | 0 | 0 | 0 | 263.2555 | 0 | 0 | 0 | 0 | 263.4632 | 0 | 0 | 0 | 0 | 263.6017 | 0 | 0 | 0 | 0 | 263.8094 | 0 | 0 | 0 | 0 | 263.9479 | 0 | 0 | 0 | 0 | 264.0864 | 0 | 0 | 0 | 0 | 264.2941 | 0 | 0 | 0 | 0 | 264.4326 | 0 | 0 | 0 | 0 | 264.6403 | 0 | 0 | 0 | 0 | 264.7788 | 0 | 0 | 0 | 0 | 264.9865 | 0 | 0 | 0 | 0 | 265.125 | 0 | 0 | 0 | 0 | 265.125 | 0 | 0 | 0 | 0
2017-11-19 06:00 | 255.946 | 0.76287 |  | 273.4134 | 0 | 0 | 0 | 0 | 281.4999 | 0 | 0 | 0 | 0 | 287.6791 | 0.0039674 | 0 | 0 | 0.0079348 | 287.8317 | 0.0042983 | 0 | 0 | 0.0085967 | 288.0606 | 0.0047947 | 0 | 0 | 0.0095895 | 288.2894 | 0.0052911 | 0 | 0 | 0.010582 | 288.5183 | 0.0057875 | 0 | 0 | 0.011575 | 288.7472 | 0.0062839 | 0 | 0 | 0.012568 | 288.976 | 0.0067803 | 0 | 0 | 0.013561 | 289.2049 | 0.0072767 | 0 | 0 | 0.014553 | 289.4337 | 0.0077732 | 0 | 0 | 0.015546 | 289.5863 | 0.0081041 | 0 | 0 | 0.016208 | 289.8152 | 0.0086005 | 0 | 0 | 0.017201 | 290.044 | 0.0090969 | 0 | 0 | 0.018194 | 290.2729 | 0.0095933 | 0 | 0 | 0.019187 | 290.4255 | 0.0099242 | 0 | 0 | 0.019848 | 290.6543 | 0.010421 | 0 | 0 | 0.020841 | 290.8069 | 0.010752 | 0 | 0 | 0.021503 | 290.9595 | 0.011082 | 0 | 0 | 0.022165 | 291.1884 | 0.011579 | 0 | 0 | 0.023158 | 291.3409 | 0.01191 | 0 | 0 | 0.02382 | 291.5698 | 0.012406 | 0 | 0 | 0.024812 | 291.7224 | 0.012737 | 0 | 0 | 0.025474 | 291.9512 | 0.013234 | 0 | 0 | 0.026467 | 292.1038 | 0.013564 | 0 | 0 | 0.027129 | 292.1038 | 0.013564 | 0 | 0 | 0.027129
2017-11-19 07:00 | 275.4582 | 0.82103 |  | 294.2573 | 0.018235 | 0 | 0 | 0.036471 | 302.9602 | 0.037112 | 0 | 0 | 0.074224 | 309.6105 | 0.051537 | 0 | 0 | 0.10307 | 309.7747 | 0.051893 | 0 | 0 | 0.10379 | 310.0211 | 0.052427 | 0 | 0 | 0.10485 | 310.2674 | 0.052961 | 0 | 0 | 0.10592 | 310.5137 | 0.053496 | 0 | 0 | 0.10699 | 310.76 | 0.05403 | 0 | 0 | 0.10806 | 311.0063 | 0.054564 | 0 | 0 | 0.10913 | 311.2526 | 0.055098 | 0 | 0 | 0.1102 | 311.4989 | 0.055632 | 0 | 0 | 0.11126 | 311.6631 | 0.055989 | 0 | 0 | 0.11198 | 311.9094 | 0.056523 | 0 | 0 | 0.11305 | 312.1557 | 0.057057 | 0 | 0 | 0.11411 | 312.402 | 0.057591 | 0 | 0 | 0.11518 | 312.5662 | 0.057948 | 0 | 0 | 0.1159 | 312.8126 | 0.058482 | 0 | 0 | 0.11696 | 312.9768 | 0.058838 | 0 | 0 | 0.11768 | 313.141 | 0.059194 | 0 | 0 | 0.11839 | 313.3873 | 0.059728 | 0 | 0 | 0.11946 | 313.5515 | 0.060085 | 0 | 0 | 0.12017 | 313.7978 | 0.060619 | 0 | 0 | 0.12124 | 313.962 | 0.060975 | 0 | 0 | 0.12195 | 314.2083 | 0.061509 | 0 | 0 | 0.12302 | 314.3725 | 0.061865 | 0 | 0 | 0.12373 | 314.3725 | 0.061865 | 0 | 0 | 0.12373
2017-11-19 08:00 | 273.4137 | 0.81494 |  | 292.0732 | 0.013498 | 0 | 0 | 0.026996 | 300.7116 | 0.032235 | 0 | 0 | 0.06447 | 307.3126 | 0.046552 | 0 | 0 | 0.093105 | 307.4755 | 0.046906 | 0 | 0 | 0.093812 | 307.72 | 0.047436 | 0 | 0 | 0.094872 | 307.9645 | 0.047966 | 0 | 0 | 0.095933 | 308.209 | 0.048497 | 0 | 0 | 0.096993 | 308.4535 | 0.049027 | 0 | 0 | 0.098054 | 308.698 | 0.049557 | 0 | 0 | 0.099114 | 308.9424 | 0.050087 | 0 | 0 | 0.10017 | 309.1869 | 0.050618 | 0 | 0 | 0.10124 | 309.3499 | 0.050971 | 0 | 0 | 0.10194 | 309.5944 | 0.051502 | 0 | 0 | 0.103 | 309.8389 | 0.052032 | 0 | 0 | 0.10406 | 310.0833 | 0.052562 | 0 | 0 | 0.10512 | 310.2463 | 0.052916 | 0 | 0 | 0.10583 | 310.4908 | 0.053446 | 0 | 0 | 0.10689 | 310.6538 | 0.053799 | 0 | 0 | 0.1076 | 310.8168 | 0.054153 | 0 | 0 | 0.10831 | 311.0613 | 0.054683 | 0 | 0 | 0.10937 | 311.2243 | 0.055037 | 0 | 0 | 0.11007 | 311.4687 | 0.055567 | 0 | 0 | 0.11113 | 311.6317 | 0.055921 | 0 | 0 | 0.11184 | 311.8762 | 0.056451 | 0 | 0 | 0.1129 | 312.0392 | 0.056804 | 0 | 0 | 0.11361 | 312.0392 | 0.056804 | 0 | 0 | 0.11361
2017-11-19 09:00 | 276.4879 | 0.8241 |  | 295.3572 | 0.020621 | 0 | 0 | 0.041242 | 304.0926 | 0.039568 | 0 | 0 | 0.079136 | 310.7678 | 0.054047 | 0 | 0 | 0.10809 | 310.9326 | 0.054404 | 0 | 0 | 0.10881 | 311.1799 | 0.05494 | 0 | 0 | 0.10988 | 311.4271 | 0.055477 | 0 | 0 | 0.11095 | 311.6743 | 0.056013 | 0 | 0 | 0.11203 | 311.9216 | 0.056549 | 0 | 0 | 0.1131 | 312.1688 | 0.057085 | 0 | 0 | 0.11417 | 312.416 | 0.057622 | 0 | 0 | 0.11524 | 312.6632 | 0.058158 | 0 | 0 | 0.11632 | 312.8281 | 0.058515 | 0 | 0 | 0.11703 | 313.0753 | 0.059052 | 0 | 0 | 0.1181 | 313.3225 | 0.059588 | 0 | 0 | 0.11918 | 313.5698 | 0.060124 | 0 | 0 | 0.12025 | 313.7346 | 0.060482 | 0 | 0 | 0.12096 | 313.9818 | 0.061018 | 0 | 0 | 0.12204 | 314.1466 | 0.061375 | 0 | 0 | 0.12275 | 314.3114 | 0.061733 | 0 | 0 | 0.12347 | 314.5587 | 0.062269 | 0 | 0 | 0.12454 | 314.7235 | 0.062627 | 0 | 0 | 0.12525 | 314.9707 | 0.063163 | 0 | 0 | 0.12633 | 315.1355 | 0.06352 | 0 | 0 | 0.12704 | 315.3828 | 0.064057 | 0 | 0 | 0.12811 | 315.5476 | 0.064414 | 0 | 0 | 0.12883 | 315.5476 | 0.064414 | 0 | 0 | 0.12883
2017-11-19 10:00 | 282.8269 | 0.84299 |  | 302.1288 | 0.035309 | 0 | 0 | 0.070617 | 311.0645 | 0.05469 | 0 | 0 | 0.10938 | 317.8928 | 0.069501 | 0 | 0 | 0.139 | 318.0614 | 0.069866 | 0 | 0 | 0.13973 | 318.3143 | 0.070415 | 0 | 0 | 0.14083 | 318.5672 | 0.070964 | 0 | 0 | 0.14193 | 318.8201 | 0.071512 | 0 | 0 | 0.14302 | 319.073 | 0.072061 | 0 | 0 | 0.14412 | 319.3259 | 0.072609 | 0 | 0 | 0.14522 | 319.5788 | 0.073158 | 0 | 0 | 0.14632 | 319.8316 | 0.073706 | 0 | 0 | 0.14741 | 320.0002 | 0.074072 | 0 | 0 | 0.14814 | 320.2531 | 0.07462 | 0 | 0 | 0.14924 | 320.506 | 0.075169 | 0 | 0 | 0.15034 | 320.7589 | 0.075717 | 0 | 0 | 0.15143 | 320.9275 | 0.076083 | 0 | 0 | 0.15217 | 321.1804 | 0.076632 | 0 | 0 | 0.15326 | 321.349 | 0.076997 | 0 | 0 | 0.15399 | 321.5176 | 0.077363 | 0 | 0 | 0.15473 | 321.7705 | 0.077912 | 0 | 0 | 0.15582 | 321.9391 | 0.078277 | 0 | 0 | 0.15655 | 322.192 | 0.078826 | 0 | 0 | 0.15765 | 322.3606 | 0.079192 | 0 | 0 | 0.15838 | 322.6135 | 0.07974 | 0 | 0 | 0.15948 | 322.7821 | 0.080106 | 0 | 0 | 0.16021 | 322.7821 | 0.080106 | 0 | 0 | 0.16021
2017-11-19 11:00 | 281.5201 | 0.8391 |  | 300.7328 | 0.032281 | 0 | 0 | 0.064561 | 309.6272 | 0.051573 | 0 | 0 | 0.10315 | 316.4239 | 0.066315 | 0 | 0 | 0.13263 | 316.5917 | 0.066679 | 0 | 0 | 0.13336 | 316.8435 | 0.067225 | 0 | 0 | 0.13445 | 317.0952 | 0.067771 | 0 | 0 | 0.13554 | 317.3469 | 0.068317 | 0 | 0 | 0.13663 | 317.5986 | 0.068863 | 0 | 0 | 0.13773 | 317.8504 | 0.069409 | 0 | 0 | 0.13882 | 318.1021 | 0.069955 | 0 | 0 | 0.13991 | 318.3538 | 0.070501 | 0 | 0 | 0.141 | 318.5217 | 0.070865 | 0 | 0 | 0.14173 | 318.7734 | 0.071411 | 0 | 0 | 0.14282 | 319.0251 | 0.071957 | 0 | 0 | 0.14391 | 319.2768 | 0.072503 | 0 | 0 | 0.14501 | 319.4447 | 0.072867 | 0 | 0 | 0.14573 | 319.6964 | 0.073413 | 0 | 0 | 0.14683 | 319.8642 | 0.073777 | 0 | 0 | 0.14755 | 320.032 | 0.074141 | 0 | 0 | 0.14828 | 320.2838 | 0.074687 | 0 | 0 | 0.14937 | 320.4516 | 0.075051 | 0 | 0 | 0.1501 | 320.7033 | 0.075597 | 0 | 0 | 0.15119 | 320.8711 | 0.075961 | 0 | 0 | 0.15192 | 321.1229 | 0.076507 | 0 | 0 | 0.15301 | 321.2907 | 0.076871 | 0 | 0 | 0.15374 | 321.2907 | 0.076871 | 0 | 0 | 0.15374
2017-11-19 12:00 | 283.8178 | 0.84595 |  | 303.1874 | 0.037605 | 0 | 0 | 0.07521 | 312.1544 | 0.057054 | 0 | 0 | 0.11411 | 319.0066 | 0.071917 | 0 | 0 | 0.14383 | 319.1758 | 0.072284 | 0 | 0 | 0.14457 | 319.4296 | 0.072834 | 0 | 0 | 0.14567 | 319.6833 | 0.073385 | 0 | 0 | 0.14677 | 319.9371 | 0.073935 | 0 | 0 | 0.14787 | 320.1909 | 0.074485 | 0 | 0 | 0.14897 | 320.4447 | 0.075036 | 0 | 0 | 0.15007 | 320.6985 | 0.075586 | 0 | 0 | 0.15117 | 320.9523 | 0.076137 | 0 | 0 | 0.15227 | 321.1214 | 0.076504 | 0 | 0 | 0.15301 | 321.3752 | 0.077054 | 0 | 0 | 0.15411 | 321.629 | 0.077605 | 0 | 0 | 0.15521 | 321.8828 | 0.078155 | 0 | 0 | 0.15631 | 322.052 | 0.078522 | 0 | 0 | 0.15704 | 322.3058 | 0.079073 | 0 | 0 | 0.15815 | 322.475 | 0.07944 | 0 | 0 | 0.15888 | 322.6441 | 0.079807 | 0 | 0 | 0.15961 | 322.8979 | 0.080357 | 0 | 0 | 0.16071 | 323.0671 | 0.080724 | 0 | 0 | 0.16145 | 323.3209 | 0.081274 | 0 | 0 | 0.16255 | 323.4901 | 0.081641 | 0 | 0 | 0.16328 | 323.7439 | 0.082192 | 0 | 0 | 0.16438 | 323.9131 | 0.082559 | 0 | 0 | 0.16512 | 323.9131 | 0.082559 | 0 | 0 | 0.16512
2017-11-19 13:00 | 280.0346 | 0.83467 |  | 299.146 | 0.028839 | 0 | 0 | 0.057678 | 307.9935 | 0.048029 | 0 | 0 | 0.096058 | 314.7543 | 0.062693 | 0 | 0 | 0.12539 | 314.9212 | 0.063056 | 0 | 0 | 0.12611 | 315.1716 | 0.063599 | 0 | 0 | 0.1272 | 315.422 | 0.064142 | 0 | 0 | 0.12828 | 315.6724 | 0.064685 | 0 | 0 | 0.12937 | 315.9228 | 0.065228 | 0 | 0 | 0.13046 | 316.1732 | 0.065771 | 0 | 0 | 0.13154 | 316.4236 | 0.066314 | 0 | 0 | 0.13263 | 316.674 | 0.066857 | 0 | 0 | 0.13371 | 316.841 | 0.067219 | 0 | 0 | 0.13444 | 317.0914 | 0.067763 | 0 | 0 | 0.13553 | 317.3418 | 0.068306 | 0 | 0 | 0.13661 | 317.5922 | 0.068849 | 0 | 0 | 0.1377 | 317.7591 | 0.069211 | 0 | 0 | 0.13842 | 318.0095 | 0.069754 | 0 | 0 | 0.13951 | 318.1765 | 0.070116 | 0 | 0 | 0.14023 | 318.3434 | 0.070478 | 0 | 0 | 0.14096 | 318.5938 | 0.071021 | 0 | 0 | 0.14204 | 318.7607 | 0.071383 | 0 | 0 | 0.14277 | 319.0111 | 0.071926 | 0 | 0 | 0.14385 | 319.1781 | 0.072289 | 0 | 0 | 0.14458 | 319.4285 | 0.072832 | 0 | 0 | 0.14566 | 319.5954 | 0.073194 | 0 | 0 | 0.14639 | 319.5954 | 0.073194 | 0 | 0 | 0.14639
2017-11-19 14:00 | 269.6152 | 0.80361 |  | 288.0154 | 0.0046969 | 0 | 0 | 0.0093937 | 296.5338 | 0.023173 | 0 | 0 | 0.046346 | 303.043 | 0.037292 | 0 | 0 | 0.074583 | 303.2038 | 0.03764 | 0 | 0 | 0.075281 | 303.4448 | 0.038163 | 0 | 0 | 0.076326 | 303.6859 | 0.038686 | 0 | 0 | 0.077372 | 303.927 | 0.039209 | 0 | 0 | 0.078418 | 304.1681 | 0.039732 | 0 | 0 | 0.079464 | 304.4092 | 0.040255 | 0 | 0 | 0.08051 | 304.6503 | 0.040778 | 0 | 0 | 0.081556 | 304.8914 | 0.041301 | 0 | 0 | 0.082601 | 305.0521 | 0.041649 | 0 | 0 | 0.083299 | 305.2932 | 0.042172 | 0 | 0 | 0.084344 | 305.5342 | 0.042695 | 0 | 0 | 0.08539 | 305.7753 | 0.043218 | 0 | 0 | 0.086436 | 305.9361 | 0.043567 | 0 | 0 | 0.087133 | 306.1771 | 0.04409 | 0 | 0 | 0.088179 | 306.3379 | 0.044438 | 0 | 0 | 0.088876 | 306.4986 | 0.044787 | 0 | 0 | 0.089574 | 306.7397 | 0.04531 | 0 | 0 | 0.090619 | 306.9004 | 0.045658 | 0 | 0 | 0.091317 | 307.1415 | 0.046181 | 0 | 0 | 0.092362 | 307.3022 | 0.04653 | 0 | 0 | 0.09306 | 307.5433 | 0.047053 | 0 | 0 | 0.094105 | 307.704 | 0.047401 | 0 | 0 | 0.094803 | 307.704 | 0.047401 | 0 | 0 | 0.094803
2017-11-19 15:00 | 274.0037 | 0.81669 |  | 292.7035 | 0.014865 | 0 | 0 | 0.02973 | 301.3604 | 0.033642 | 0 | 0 | 0.067284 | 307.9757 | 0.047991 | 0 | 0 | 0.095981 | 308.139 | 0.048345 | 0 | 0 | 0.09669 | 308.384 | 0.048876 | 0 | 0 | 0.097752 | 308.629 | 0.049408 | 0 | 0 | 0.098815 | 308.874 | 0.049939 | 0 | 0 | 0.099878 | 309.119 | 0.050471 | 0 | 0 | 0.10094 | 309.364 | 0.051002 | 0 | 0 | 0.102 | 309.609 | 0.051533 | 0 | 0 | 0.10307 | 309.8541 | 0.052065 | 0 | 0 | 0.10413 | 310.0174 | 0.052419 | 0 | 0 | 0.10484 | 310.2624 | 0.05295 | 0 | 0 | 0.1059 | 310.5074 | 0.053482 | 0 | 0 | 0.10696 | 310.7524 | 0.054013 | 0 | 0 | 0.10803 | 310.9158 | 0.054368 | 0 | 0 | 0.10874 | 311.1608 | 0.054899 | 0 | 0 | 0.1098 | 311.3241 | 0.055253 | 0 | 0 | 0.11051 | 311.4874 | 0.055608 | 0 | 0 | 0.11122 | 311.7325 | 0.056139 | 0 | 0 | 0.11228 | 311.8958 | 0.056493 | 0 | 0 | 0.11299 | 312.1408 | 0.057025 | 0 | 0 | 0.11405 | 312.3041 | 0.057379 | 0 | 0 | 0.11476 | 312.5491 | 0.05791 | 0 | 0 | 0.11582 | 312.7125 | 0.058265 | 0 | 0 | 0.11653 | 312.7125 | 0.058265 | 0 | 0 | 0.11653
2017-11-19 16:00 | 278.4531 | 0.82996 |  | 297.4565 | 0.025175 | 0 | 0 | 0.050349 | 306.2541 | 0.044256 | 0 | 0 | 0.088513 | 312.9767 | 0.058838 | 0 | 0 | 0.11768 | 313.1427 | 0.059198 | 0 | 0 | 0.1184 | 313.3917 | 0.059738 | 0 | 0 | 0.11948 | 313.6407 | 0.060278 | 0 | 0 | 0.12056 | 313.8897 | 0.060818 | 0 | 0 | 0.12164 | 314.1387 | 0.061358 | 0 | 0 | 0.12272 | 314.3877 | 0.061898 | 0 | 0 | 0.1238 | 314.6367 | 0.062438 | 0 | 0 | 0.12488 | 314.8856 | 0.062978 | 0 | 0 | 0.12596 | 315.0516 | 0.063338 | 0 | 0 | 0.12668 | 315.3006 | 0.063878 | 0 | 0 | 0.12776 | 315.5496 | 0.064418 | 0 | 0 | 0.12884 | 315.7986 | 0.064959 | 0 | 0 | 0.12992 | 315.9646 | 0.065319 | 0 | 0 | 0.13064 | 316.2136 | 0.065859 | 0 | 0 | 0.13172 | 316.3796 | 0.066219 | 0 | 0 | 0.13244 | 316.5456 | 0.066579 | 0 | 0 | 0.13316 | 316.7945 | 0.067119 | 0 | 0 | 0.13424 | 316.9605 | 0.067479 | 0 | 0 | 0.13496 | 317.2095 | 0.068019 | 0 | 0 | 0.13604 | 317.3755 | 0.068379 | 0 | 0 | 0.13676 | 317.6245 | 0.068919 | 0 | 0 | 0.13784 | 317.7905 | 0.069279 | 0 | 0 | 0.13856 | 317.7905 | 0.069279 | 0 | 0 | 0.13856
2017-11-19 17:00 | 275.4448 | 0.82099 |  | 294.2429 | 0.018204 | 0 | 0 | 0.036408 | 302.9454 | 0.03708 | 0 | 0 | 0.07416 | 309.5954 | 0.051504 | 0 | 0 | 0.10301 | 309.7596 | 0.05186 | 0 | 0 | 0.10372 | 310.0059 | 0.052394 | 0 | 0 | 0.10479 | 310.2522 | 0.052928 | 0 | 0 | 0.10586 | 310.4985 | 0.053463 | 0 | 0 | 0.10693 | 310.7448 | 0.053997 | 0 | 0 | 0.10799 | 310.9911 | 0.054531 | 0 | 0 | 0.10906 | 311.2374 | 0.055065 | 0 | 0 | 0.11013 | 311.4837 | 0.0556 | 0 | 0 | 0.1112 | 311.6479 | 0.055956 | 0 | 0 | 0.11191 | 311.8942 | 0.05649 | 0 | 0 | 0.11298 | 312.1405 | 0.057024 | 0 | 0 | 0.11405 | 312.3868 | 0.057558 | 0 | 0 | 0.11512 | 312.551 | 0.057914 | 0 | 0 | 0.11583 | 312.7973 | 0.058449 | 0 | 0 | 0.1169 | 312.9615 | 0.058805 | 0 | 0 | 0.11761 | 313.1257 | 0.059161 | 0 | 0 | 0.11832 | 313.372 | 0.059695 | 0 | 0 | 0.11939 | 313.5362 | 0.060051 | 0 | 0 | 0.1201 | 313.7825 | 0.060586 | 0 | 0 | 0.12117 | 313.9467 | 0.060942 | 0 | 0 | 0.12188 | 314.193 | 0.061476 | 0 | 0 | 0.12295 | 314.3572 | 0.061832 | 0 | 0 | 0.12366 | 314.3572 | 0.061832 | 0 | 0 | 0.12366
2017-11-19 18:00 | 275.0958 | 0.81995 |  | 293.8701 | 0.017396 | 0 | 0 | 0.034791 | 302.5616 | 0.036247 | 0 | 0 | 0.072495 | 309.2032 | 0.050653 | 0 | 0 | 0.10131 | 309.3671 | 0.051009 | 0 | 0 | 0.10202 | 309.6131 | 0.051542 | 0 | 0 | 0.10308 | 309.8591 | 0.052076 | 0 | 0 | 0.10415 | 310.1051 | 0.052609 | 0 | 0 | 0.10522 | 310.3511 | 0.053143 | 0 | 0 | 0.10629 | 310.5971 | 0.053676 | 0 | 0 | 0.10735 | 310.8431 | 0.05421 | 0 | 0 | 0.10842 | 311.089 | 0.054743 | 0 | 0 | 0.10949 | 311.253 | 0.055099 | 0 | 0 | 0.1102 | 311.499 | 0.055633 | 0 | 0 | 0.11127 | 311.745 | 0.056166 | 0 | 0 | 0.11233 | 311.991 | 0.0567 | 0 | 0 | 0.1134 | 312.155 | 0.057055 | 0 | 0 | 0.11411 | 312.401 | 0.057589 | 0 | 0 | 0.11518 | 312.565 | 0.057945 | 0 | 0 | 0.11589 | 312.7289 | 0.0583 | 0 | 0 | 0.1166 | 312.9749 | 0.058834 | 0 | 0 | 0.11767 | 313.1389 | 0.05919 | 0 | 0 | 0.11838 | 313.3849 | 0.059723 | 0 | 0 | 0.11945 | 313.5489 | 0.060079 | 0 | 0 | 0.12016 | 313.7949 | 0.060612 | 0 | 0 | 0.12122 | 313.9589 | 0.060968 | 0 | 0 | 0.12194 | 313.9589 | 0.060968 | 0 | 0 | 0.12194
2017-11-19 19:00 | 284.3831 | 0.84763 |  | 303.7912 | 0.038915 | 0 | 0 | 0.077829 | 312.7761 | 0.058403 | 0 | 0 | 0.11681 | 319.6419 | 0.073295 | 0 | 0 | 0.14659 | 319.8115 | 0.073662 | 0 | 0 | 0.14732 | 320.0657 | 0.074214 | 0 | 0 | 0.14843 | 320.32 | 0.074766 | 0 | 0 | 0.14953 | 320.5743 | 0.075317 | 0 | 0 | 0.15063 | 320.8286 | 0.075869 | 0 | 0 | 0.15174 | 321.0829 | 0.07642 | 0 | 0 | 0.15284 | 321.3372 | 0.076972 | 0 | 0 | 0.15394 | 321.5915 | 0.077523 | 0 | 0 | 0.15505 | 321.761 | 0.077891 | 0 | 0 | 0.15578 | 322.0153 | 0.078443 | 0 | 0 | 0.15689 | 322.2696 | 0.078994 | 0 | 0 | 0.15799 | 322.5239 | 0.079546 | 0 | 0 | 0.15909 | 322.6934 | 0.079913 | 0 | 0 | 0.15983 | 322.9477 | 0.080465 | 0 | 0 | 0.16093 | 323.1172 | 0.080833 | 0 | 0 | 0.16167 | 323.2867 | 0.0812 | 0 | 0 | 0.1624 | 323.541 | 0.081752 | 0 | 0 | 0.1635 | 323.7106 | 0.08212 | 0 | 0 | 0.16424 | 323.9649 | 0.082671 | 0 | 0 | 0.16534 | 324.1344 | 0.083039 | 0 | 0 | 0.16608 | 324.3887 | 0.08359 | 0 | 0 | 0.16718 | 324.5582 | 0.083958 | 0 | 0 | 0.16792 | 324.5582 | 0.083958 | 0 | 0 | 0.16792
2017-11-19 20:00 | 276.9525 | 0.82548 |  | 295.8535 | 0.021698 | 0 | 0 | 0.043395 | 304.6036 | 0.040677 | 0 | 0 | 0.081353 | 311.29 | 0.055179 | 0 | 0 | 0.11036 | 311.4551 | 0.055538 | 0 | 0 | 0.11108 | 311.7028 | 0.056075 | 0 | 0 | 0.11215 | 311.9504 | 0.056612 | 0 | 0 | 0.11322 | 312.1981 | 0.057149 | 0 | 0 | 0.1143 | 312.4457 | 0.057686 | 0 | 0 | 0.11537 | 312.6934 | 0.058223 | 0 | 0 | 0.11645 | 312.941 | 0.05876 | 0 | 0 | 0.11752 | 313.1886 | 0.059298 | 0 | 0 | 0.1186 | 313.3537 | 0.059656 | 0 | 0 | 0.11931 | 313.6014 | 0.060193 | 0 | 0 | 0.12039 | 313.849 | 0.06073 | 0 | 0 | 0.12146 | 314.0967 | 0.061267 | 0 | 0 | 0.12253 | 314.2618 | 0.061625 | 0 | 0 | 0.12325 | 314.5094 | 0.062162 | 0 | 0 | 0.12432 | 314.6745 | 0.06252 | 0 | 0 | 0.12504 | 314.8396 | 0.062878 | 0 | 0 | 0.12576 | 315.0873 | 0.063416 | 0 | 0 | 0.12683 | 315.2524 | 0.063774 | 0 | 0 | 0.12755 | 315.5 | 0.064311 | 0 | 0 | 0.12862 | 315.6651 | 0.064669 | 0 | 0 | 0.12934 | 315.9127 | 0.065206 | 0 | 0 | 0.13041 | 316.0778 | 0.065564 | 0 | 0 | 0.13113 | 316.0778 | 0.065564 | 0 | 0 | 0.13113
2017-11-19 21:00 | 282.2308 | 0.84122 |  | 301.492 | 0.033928 | 0 | 0 | 0.067855 | 310.4089 | 0.053268 | 0 | 0 | 0.10654 | 317.2228 | 0.068048 | 0 | 0 | 0.1361 | 317.391 | 0.068412 | 0 | 0 | 0.13682 | 317.6434 | 0.06896 | 0 | 0 | 0.13792 | 317.8957 | 0.069507 | 0 | 0 | 0.13901 | 318.1481 | 0.070055 | 0 | 0 | 0.14011 | 318.4005 | 0.070602 | 0 | 0 | 0.1412 | 318.6528 | 0.071149 | 0 | 0 | 0.1423 | 318.9052 | 0.071697 | 0 | 0 | 0.14339 | 319.1576 | 0.072244 | 0 | 0 | 0.14449 | 319.3258 | 0.072609 | 0 | 0 | 0.14522 | 319.5782 | 0.073156 | 0 | 0 | 0.14631 | 319.8305 | 0.073704 | 0 | 0 | 0.14741 | 320.0829 | 0.074251 | 0 | 0 | 0.1485 | 320.2511 | 0.074616 | 0 | 0 | 0.14923 | 320.5035 | 0.075163 | 0 | 0 | 0.15033 | 320.6718 | 0.075528 | 0 | 0 | 0.15106 | 320.84 | 0.075893 | 0 | 0 | 0.15179 | 321.0924 | 0.076441 | 0 | 0 | 0.15288 | 321.2606 | 0.076806 | 0 | 0 | 0.15361 | 321.513 | 0.077353 | 0 | 0 | 0.15471 | 321.6812 | 0.077718 | 0 | 0 | 0.15544 | 321.9336 | 0.078265 | 0 | 0 | 0.15653 | 322.1018 | 0.07863 | 0 | 0 | 0.15726 | 322.1018 | 0.07863 | 0 | 0 | 0.15726
2017-11-19 22:00 | 277.1005 | 0.82593 |  | 296.0116 | 0.022041 | 0 | 0 | 0.044081 | 304.7664 | 0.04103 | 0 | 0 | 0.082059 | 311.4564 | 0.05554 | 0 | 0 | 0.11108 | 311.6216 | 0.055899 | 0 | 0 | 0.1118 | 311.8694 | 0.056436 | 0 | 0 | 0.11287 | 312.1172 | 0.056973 | 0 | 0 | 0.11395 | 312.3649 | 0.057511 | 0 | 0 | 0.11502 | 312.6127 | 0.058048 | 0 | 0 | 0.1161 | 312.8605 | 0.058586 | 0 | 0 | 0.11717 | 313.1083 | 0.059123 | 0 | 0 | 0.11825 | 313.3561 | 0.059661 | 0 | 0 | 0.11932 | 313.5212 | 0.060019 | 0 | 0 | 0.12004 | 313.769 | 0.060556 | 0 | 0 | 0.12111 | 314.0168 | 0.061094 | 0 | 0 | 0.12219 | 314.2646 | 0.061631 | 0 | 0 | 0.12326 | 314.4298 | 0.061989 | 0 | 0 | 0.12398 | 314.6775 | 0.062527 | 0 | 0 | 0.12505 | 314.8427 | 0.062885 | 0 | 0 | 0.12577 | 315.0079 | 0.063243 | 0 | 0 | 0.12649 | 315.2557 | 0.063781 | 0 | 0 | 0.12756 | 315.4209 | 0.064139 | 0 | 0 | 0.12828 | 315.6686 | 0.064677 | 0 | 0 | 0.12935 | 315.8338 | 0.065035 | 0 | 0 | 0.13007 | 316.0816 | 0.065572 | 0 | 0 | 0.13114 | 316.2468 | 0.065931 | 0 | 0 | 0.13186 | 316.2468 | 0.065931 | 0 | 0 | 0.13186
2017-11-19 23:00 | 285.2141 | 0.85011 |  | 304.6789 | 0.04084 | 0 | 0 | 0.08168 | 313.6901 | 0.060385 | 0 | 0 | 0.12077 | 320.576 | 0.075321 | 0 | 0 | 0.15064 | 320.746 | 0.075689 | 0 | 0 | 0.15138 | 321.001 | 0.076243 | 0 | 0 | 0.15249 | 321.256 | 0.076796 | 0 | 0 | 0.15359 | 321.5111 | 0.077349 | 0 | 0 | 0.1547 | 321.7661 | 0.077902 | 0 | 0 | 0.1558 | 322.0211 | 0.078455 | 0 | 0 | 0.15691 | 322.2762 | 0.079008 | 0 | 0 | 0.15802 | 322.5312 | 0.079562 | 0 | 0 | 0.15912 | 322.7012 | 0.07993 | 0 | 0 | 0.15986 | 322.9563 | 0.080483 | 0 | 0 | 0.16097 | 323.2113 | 0.081037 | 0 | 0 | 0.16207 | 323.4663 | 0.08159 | 0 | 0 | 0.16318 | 323.6363 | 0.081959 | 0 | 0 | 0.16392 | 323.8914 | 0.082512 | 0 | 0 | 0.16502 | 324.0614 | 0.082881 | 0 | 0 | 0.16576 | 324.2314 | 0.083249 | 0 | 0 | 0.1665 | 324.4865 | 0.083802 | 0 | 0 | 0.1676 | 324.6565 | 0.084171 | 0 | 0 | 0.16834 | 324.9115 | 0.084724 | 0 | 0 | 0.16945 | 325.0815 | 0.085093 | 0 | 0 | 0.17019 | 325.3366 | 0.085646 | 0 | 0 | 0.17129 | 325.5066 | 0.086015 | 0 | 0 | 0.17203 | 325.5066 | 0.086015 | 0 | 0 | 0.17203
2017-11-20 | 285.4566 | 0.85083 |  | 304.938 | 0.041402 | 0 | 0 | 0.082804 | 313.9568 | 0.060964 | 0 | 0 | 0.12193 | 320.8485 | 0.075912 | 0 | 0 | 0.15182 | 321.0187 | 0.076281 | 0 | 0 | 0.15256 | 321.2739 | 0.076835 | 0 | 0 | 0.15367 | 321.5292 | 0.077388 | 0 | 0 | 0.15478 | 321.7844 | 0.077942 | 0 | 0 | 0.15588 | 322.0397 | 0.078495 | 0 | 0 | 0.15699 | 322.2949 | 0.079049 | 0 | 0 | 0.1581 | 322.5502 | 0.079603 | 0 | 0 | 0.15921 | 322.8054 | 0.080156 | 0 | 0 | 0.16031 | 322.9756 | 0.080525 | 0 | 0 | 0.16105 | 323.2308 | 0.081079 | 0 | 0 | 0.16216 | 323.4861 | 0.081633 | 0 | 0 | 0.16327 | 323.7413 | 0.082186 | 0 | 0 | 0.16437 | 323.9115 | 0.082555 | 0 | 0 | 0.16511 | 324.1668 | 0.083109 | 0 | 0 | 0.16622 | 324.3369 | 0.083478 | 0 | 0 | 0.16696 | 324.5071 | 0.083847 | 0 | 0 | 0.16769 | 324.7623 | 0.084401 | 0 | 0 | 0.1688 | 324.9325 | 0.08477 | 0 | 0 | 0.16954 | 325.1878 | 0.085324 | 0 | 0 | 0.17065 | 325.3579 | 0.085693 | 0 | 0 | 0.17139 | 325.6132 | 0.086246 | 0 | 0 | 0.17249 | 325.7833 | 0.086615 | 0 | 0 | 0.17323 | 325.7833 | 0.086615 | 0 | 0 | 0.17323
2017-11-20 01:00 | 281.0957 | 0.83783 |  | 300.2794 | 0.031297 | 0 | 0 | 0.062595 | 309.1604 | 0.05056 | 0 | 0 | 0.10112 | 315.9469 | 0.06528 | 0 | 0 | 0.13056 | 316.1145 | 0.065644 | 0 | 0 | 0.13129 | 316.3658 | 0.066189 | 0 | 0 | 0.13238 | 316.6172 | 0.066734 | 0 | 0 | 0.13347 | 316.8685 | 0.067279 | 0 | 0 | 0.13456 | 317.1199 | 0.067824 | 0 | 0 | 0.13565 | 317.3712 | 0.06837 | 0 | 0 | 0.13674 | 317.6226 | 0.068915 | 0 | 0 | 0.13783 | 317.8739 | 0.06946 | 0 | 0 | 0.13892 | 318.0415 | 0.069823 | 0 | 0 | 0.13965 | 318.2928 | 0.070368 | 0 | 0 | 0.14074 | 318.5442 | 0.070914 | 0 | 0 | 0.14183 | 318.7955 | 0.071459 | 0 | 0 | 0.14292 | 318.9631 | 0.071822 | 0 | 0 | 0.14364 | 319.2144 | 0.072367 | 0 | 0 | 0.14473 | 319.382 | 0.072731 | 0 | 0 | 0.14546 | 319.5496 | 0.073094 | 0 | 0 | 0.14619 | 319.8009 | 0.07364 | 0 | 0 | 0.14728 | 319.9685 | 0.074003 | 0 | 0 | 0.14801 | 320.2198 | 0.074548 | 0 | 0 | 0.1491 | 320.3874 | 0.074912 | 0 | 0 | 0.14982 | 320.6388 | 0.075457 | 0 | 0 | 0.15091 | 320.8063 | 0.07582 | 0 | 0 | 0.15164 | 320.8063 | 0.07582 | 0 | 0 | 0.15164
2017-11-20 02:00 | 275.8899 | 0.82232 |  | 294.7184 | 0.019236 | 0 | 0 | 0.038471 | 303.435 | 0.038142 | 0 | 0 | 0.076284 | 310.0957 | 0.052589 | 0 | 0 | 0.10518 | 310.2602 | 0.052946 | 0 | 0 | 0.10589 | 310.5069 | 0.053481 | 0 | 0 | 0.10696 | 310.7536 | 0.054016 | 0 | 0 | 0.10803 | 311.0003 | 0.054551 | 0 | 0 | 0.1091 | 311.247 | 0.055086 | 0 | 0 | 0.11017 | 311.4937 | 0.055621 | 0 | 0 | 0.11124 | 311.7404 | 0.056156 | 0 | 0 | 0.11231 | 311.9871 | 0.056691 | 0 | 0 | 0.11338 | 312.1515 | 0.057048 | 0 | 0 | 0.1141 | 312.3982 | 0.057583 | 0 | 0 | 0.11517 | 312.6449 | 0.058118 | 0 | 0 | 0.11624 | 312.8916 | 0.058653 | 0 | 0 | 0.11731 | 313.0561 | 0.05901 | 0 | 0 | 0.11802 | 313.3028 | 0.059545 | 0 | 0 | 0.11909 | 313.4672 | 0.059902 | 0 | 0 | 0.1198 | 313.6317 | 0.060259 | 0 | 0 | 0.12052 | 313.8784 | 0.060794 | 0 | 0 | 0.12159 | 314.0429 | 0.06115 | 0 | 0 | 0.1223 | 314.2896 | 0.061685 | 0 | 0 | 0.12337 | 314.454 | 0.062042 | 0 | 0 | 0.12408 | 314.7007 | 0.062577 | 0 | 0 | 0.12515 | 314.8652 | 0.062934 | 0 | 0 | 0.12587 | 314.8652 | 0.062934 | 0 | 0 | 0.12587
2017-11-20 03:00 | 277.8781 | 0.82824 |  | 296.8423 | 0.023842 | 0 | 0 | 0.047685 | 305.6217 | 0.042885 | 0 | 0 | 0.08577 | 312.3305 | 0.057436 | 0 | 0 | 0.11487 | 312.4961 | 0.057795 | 0 | 0 | 0.11559 | 312.7446 | 0.058334 | 0 | 0 | 0.11667 | 312.9931 | 0.058873 | 0 | 0 | 0.11775 | 313.2415 | 0.059412 | 0 | 0 | 0.11882 | 313.49 | 0.059951 | 0 | 0 | 0.1199 | 313.7385 | 0.06049 | 0 | 0 | 0.12098 | 313.987 | 0.061029 | 0 | 0 | 0.12206 | 314.2354 | 0.061568 | 0 | 0 | 0.12314 | 314.4011 | 0.061927 | 0 | 0 | 0.12385 | 314.6495 | 0.062466 | 0 | 0 | 0.12493 | 314.898 | 0.063005 | 0 | 0 | 0.12601 | 315.1465 | 0.063544 | 0 | 0 | 0.12709 | 315.3121 | 0.063903 | 0 | 0 | 0.12781 | 315.5606 | 0.064442 | 0 | 0 | 0.12888 | 315.7263 | 0.064802 | 0 | 0 | 0.1296 | 315.8919 | 0.065161 | 0 | 0 | 0.13032 | 316.1404 | 0.0657 | 0 | 0 | 0.1314 | 316.306 | 0.066059 | 0 | 0 | 0.13212 | 316.5545 | 0.066598 | 0 | 0 | 0.1332 | 316.7202 | 0.066957 | 0 | 0 | 0.13391 | 316.9686 | 0.067496 | 0 | 0 | 0.13499 | 317.1343 | 0.067856 | 0 | 0 | 0.13571 | 317.1343 | 0.067856 | 0 | 0 | 0.13571
2017-11-20 04:00 | 274.6979 | 0.81876 |  | 293.445 | 0.016474 | 0 | 0 | 0.032947 | 302.1239 | 0.035298 | 0 | 0 | 0.070596 | 308.7559 | 0.049683 | 0 | 0 | 0.099366 | 308.9196 | 0.050038 | 0 | 0 | 0.10008 | 309.1653 | 0.050571 | 0 | 0 | 0.10114 | 309.4109 | 0.051104 | 0 | 0 | 0.10221 | 309.6565 | 0.051636 | 0 | 0 | 0.10327 | 309.9022 | 0.052169 | 0 | 0 | 0.10434 | 310.1478 | 0.052702 | 0 | 0 | 0.1054 | 310.3934 | 0.053235 | 0 | 0 | 0.10647 | 310.6391 | 0.053767 | 0 | 0 | 0.10753 | 310.8028 | 0.054123 | 0 | 0 | 0.10825 | 311.0484 | 0.054655 | 0 | 0 | 0.10931 | 311.2941 | 0.055188 | 0 | 0 | 0.11038 | 311.5397 | 0.055721 | 0 | 0 | 0.11144 | 311.7034 | 0.056076 | 0 | 0 | 0.11215 | 311.9491 | 0.056609 | 0 | 0 | 0.11322 | 312.1128 | 0.056964 | 0 | 0 | 0.11393 | 312.2766 | 0.057319 | 0 | 0 | 0.11464 | 312.5222 | 0.057852 | 0 | 0 | 0.1157 | 312.686 | 0.058207 | 0 | 0 | 0.11641 | 312.9316 | 0.05874 | 0 | 0 | 0.11748 | 313.0953 | 0.059095 | 0 | 0 | 0.11819 | 313.341 | 0.059628 | 0 | 0 | 0.11926 | 313.5047 | 0.059983 | 0 | 0 | 0.11997 | 313.5047 | 0.059983 | 0 | 0 | 0.11997
2017-11-20 05:00 | 274.6635 | 0.81866 |  | 293.4083 | 0.016394 | 0 | 0 | 0.032788 | 302.0861 | 0.035216 | 0 | 0 | 0.070432 | 308.7173 | 0.049599 | 0 | 0 | 0.099198 | 308.881 | 0.049954 | 0 | 0 | 0.099909 | 309.1266 | 0.050487 | 0 | 0 | 0.10097 | 309.3722 | 0.05102 | 0 | 0 | 0.10204 | 309.6178 | 0.051552 | 0 | 0 | 0.1031 | 309.8634 | 0.052085 | 0 | 0 | 0.10417 | 310.109 | 0.052618 | 0 | 0 | 0.10524 | 310.3546 | 0.053151 | 0 | 0 | 0.1063 | 310.6002 | 0.053683 | 0 | 0 | 0.10737 | 310.764 | 0.054038 | 0 | 0 | 0.10808 | 311.0096 | 0.054571 | 0 | 0 | 0.10914 | 311.2552 | 0.055104 | 0 | 0 | 0.11021 | 311.5008 | 0.055636 | 0 | 0 | 0.11127 | 311.6645 | 0.055992 | 0 | 0 | 0.11198 | 311.9101 | 0.056524 | 0 | 0 | 0.11305 | 312.0738 | 0.056879 | 0 | 0 | 0.11376 | 312.2376 | 0.057235 | 0 | 0 | 0.11447 | 312.4832 | 0.057767 | 0 | 0 | 0.11553 | 312.6469 | 0.058122 | 0 | 0 | 0.11624 | 312.8925 | 0.058655 | 0 | 0 | 0.11731 | 313.0562 | 0.05901 | 0 | 0 | 0.11802 | 313.3018 | 0.059543 | 0 | 0 | 0.11909 | 313.4655 | 0.059898 | 0 | 0 | 0.1198 | 313.4655 | 0.059898 | 0 | 0 | 0.1198
2017-11-20 06:00 | 271.8624 | 0.81031 |  | 290.416 | 0.0099036 | 0 | 0 | 0.019807 | 299.0053 | 0.028534 | 0 | 0 | 0.057068 | 305.5688 | 0.04277 | 0 | 0 | 0.08554 | 305.7309 | 0.043122 | 0 | 0 | 0.086243 | 305.974 | 0.043649 | 0 | 0 | 0.087298 | 306.2171 | 0.044176 | 0 | 0 | 0.088352 | 306.4602 | 0.044703 | 0 | 0 | 0.089407 | 306.7033 | 0.045231 | 0 | 0 | 0.090462 | 306.9464 | 0.045758 | 0 | 0 | 0.091516 | 307.1895 | 0.046285 | 0 | 0 | 0.092571 | 307.4326 | 0.046813 | 0 | 0 | 0.093625 | 307.5946 | 0.047164 | 0 | 0 | 0.094328 | 307.8377 | 0.047691 | 0 | 0 | 0.095383 | 308.0808 | 0.048219 | 0 | 0 | 0.096437 | 308.3239 | 0.048746 | 0 | 0 | 0.097492 | 308.486 | 0.049097 | 0 | 0 | 0.098195 | 308.7291 | 0.049625 | 0 | 0 | 0.099249 | 308.8911 | 0.049976 | 0 | 0 | 0.099952 | 309.0532 | 0.050328 | 0 | 0 | 0.10066 | 309.2963 | 0.050855 | 0 | 0 | 0.10171 | 309.4583 | 0.051206 | 0 | 0 | 0.10241 | 309.7014 | 0.051734 | 0 | 0 | 0.10347 | 309.8635 | 0.052085 | 0 | 0 | 0.10417 | 310.1066 | 0.052613 | 0 | 0 | 0.10523 | 310.2687 | 0.052964 | 0 | 0 | 0.10593 | 310.2687 | 0.052964 | 0 | 0 | 0.10593
2017-11-20 07:00 | 259.614 | 0.77381 |  | 277.3318 | 0 | 0 | 0 | 0 | 285.5341 | 0 | 0 | 0 | 0 | 291.8019 | 0.01291 | 0 | 0 | 0.025819 | 291.9567 | 0.013245 | 0 | 0 | 0.026491 | 292.1888 | 0.013749 | 0 | 0 | 0.027498 | 292.421 | 0.014252 | 0 | 0 | 0.028505 | 292.6531 | 0.014756 | 0 | 0 | 0.029512 | 292.8852 | 0.015259 | 0 | 0 | 0.030519 | 293.1174 | 0.015763 | 0 | 0 | 0.031526 | 293.3495 | 0.016266 | 0 | 0 | 0.032533 | 293.5817 | 0.01677 | 0 | 0 | 0.03354 | 293.7364 | 0.017106 | 0 | 0 | 0.034211 | 293.9686 | 0.017609 | 0 | 0 | 0.035218 | 294.2007 | 0.018113 | 0 | 0 | 0.036225 | 294.4329 | 0.018616 | 0 | 0 | 0.037232 | 294.5876 | 0.018952 | 0 | 0 | 0.037904 | 294.8198 | 0.019455 | 0 | 0 | 0.038911 | 294.9745 | 0.019791 | 0 | 0 | 0.039582 | 295.1293 | 0.020127 | 0 | 0 | 0.040254 | 295.3614 | 0.02063 | 0 | 0 | 0.041261 | 295.5162 | 0.020966 | 0 | 0 | 0.041932 | 295.7483 | 0.021469 | 0 | 0 | 0.042939 | 295.9031 | 0.021805 | 0 | 0 | 0.04361 | 296.1352 | 0.022309 | 0 | 0 | 0.044617 | 296.29 | 0.022644 | 0 | 0 | 0.045289 | 296.29 | 0.022644 | 0 | 0 | 0.045289
2017-11-20 08:00 | 267.5183 | 0.79736 |  | 285.7755 | 0 | 0 | 0 | 0 | 294.2275 | 0.018171 | 0 | 0 | 0.036342 | 300.6862 | 0.03218 | 0 | 0 | 0.064359 | 300.8457 | 0.032526 | 0 | 0 | 0.065051 | 301.0849 | 0.033044 | 0 | 0 | 0.066089 | 301.3241 | 0.033563 | 0 | 0 | 0.067127 | 301.5633 | 0.034082 | 0 | 0 | 0.068164 | 301.8025 | 0.034601 | 0 | 0 | 0.069202 | 302.0417 | 0.03512 | 0 | 0 | 0.07024 | 302.2809 | 0.035639 | 0 | 0 | 0.071277 | 302.5201 | 0.036157 | 0 | 0 | 0.072315 | 302.6796 | 0.036503 | 0 | 0 | 0.073007 | 302.9188 | 0.037022 | 0 | 0 | 0.074044 | 303.158 | 0.037541 | 0 | 0 | 0.075082 | 303.3972 | 0.03806 | 0 | 0 | 0.07612 | 303.5567 | 0.038406 | 0 | 0 | 0.076812 | 303.7959 | 0.038925 | 0 | 0 | 0.077849 | 303.9554 | 0.039271 | 0 | 0 | 0.078541 | 304.1149 | 0.039616 | 0 | 0 | 0.079233 | 304.3541 | 0.040135 | 0 | 0 | 0.080271 | 304.5135 | 0.040481 | 0 | 0 | 0.080962 | 304.7527 | 0.041 | 0 | 0 | 0.082 | 304.9122 | 0.041346 | 0 | 0 | 0.082692 | 305.1514 | 0.041865 | 0 | 0 | 0.08373 | 305.3109 | 0.042211 | 0 | 0 | 0.084421 | 305.3109 | 0.042211 | 0 | 0 | 0.084421
2017-11-20 09:00 | 266.0874 | 0.7931 |  | 284.2469 | 0 | 0 | 0 | 0 | 292.6537 | 0.014757 | 0 | 0 | 0.029515 | 299.0778 | 0.028691 | 0 | 0 | 0.057382 | 299.2365 | 0.029035 | 0 | 0 | 0.05807 | 299.4744 | 0.029551 | 0 | 0 | 0.059103 | 299.7123 | 0.030067 | 0 | 0 | 0.060135 | 299.9502 | 0.030583 | 0 | 0 | 0.061167 | 300.1882 | 0.031099 | 0 | 0 | 0.062199 | 300.4261 | 0.031616 | 0 | 0 | 0.063231 | 300.664 | 0.032132 | 0 | 0 | 0.064263 | 300.902 | 0.032648 | 0 | 0 | 0.065295 | 301.0606 | 0.032992 | 0 | 0 | 0.065983 | 301.2985 | 0.033508 | 0 | 0 | 0.067016 | 301.5364 | 0.034024 | 0 | 0 | 0.068048 | 301.7744 | 0.03454 | 0 | 0 | 0.06908 | 301.933 | 0.034884 | 0 | 0 | 0.069768 | 302.1709 | 0.0354 | 0 | 0 | 0.0708 | 302.3295 | 0.035744 | 0 | 0 | 0.071488 | 302.4882 | 0.036088 | 0 | 0 | 0.072176 | 302.7261 | 0.036604 | 0 | 0 | 0.073208 | 302.8847 | 0.036948 | 0 | 0 | 0.073897 | 303.1226 | 0.037464 | 0 | 0 | 0.074929 | 303.2813 | 0.037808 | 0 | 0 | 0.075617 | 303.5192 | 0.038324 | 0 | 0 | 0.076649 | 303.6778 | 0.038669 | 0 | 0 | 0.077337 | 303.6778 | 0.038669 | 0 | 0 | 0.077337
2017-11-20 10:00 | 264.9078 | 0.78958 |  | 282.9868 | 0 | 0 | 0 | 0 | 291.3564 | 0.011943 | 0 | 0 | 0.023887 | 297.752 | 0.025815 | 0 | 0 | 0.051631 | 297.9099 | 0.026158 | 0 | 0 | 0.052316 | 298.1468 | 0.026672 | 0 | 0 | 0.053343 | 298.3837 | 0.027186 | 0 | 0 | 0.054371 | 298.6205 | 0.027699 | 0 | 0 | 0.055399 | 298.8574 | 0.028213 | 0 | 0 | 0.056426 | 299.0943 | 0.028727 | 0 | 0 | 0.057454 | 299.3312 | 0.029241 | 0 | 0 | 0.058481 | 299.568 | 0.029754 | 0 | 0 | 0.059509 | 299.726 | 0.030097 | 0 | 0 | 0.060194 | 299.9628 | 0.030611 | 0 | 0 | 0.061221 | 300.1997 | 0.031125 | 0 | 0 | 0.062249 | 300.4366 | 0.031638 | 0 | 0 | 0.063277 | 300.5945 | 0.031981 | 0 | 0 | 0.063962 | 300.8314 | 0.032495 | 0 | 0 | 0.064989 | 300.9893 | 0.032837 | 0 | 0 | 0.065674 | 301.1472 | 0.03318 | 0 | 0 | 0.066359 | 301.3841 | 0.033693 | 0 | 0 | 0.067387 | 301.542 | 0.034036 | 0 | 0 | 0.068072 | 301.7789 | 0.03455 | 0 | 0 | 0.069099 | 301.9368 | 0.034892 | 0 | 0 | 0.069785 | 302.1737 | 0.035406 | 0 | 0 | 0.070812 | 302.3316 | 0.035749 | 0 | 0 | 0.071497 | 302.3316 | 0.035749 | 0 | 0 | 0.071497
2017-11-20 11:00 | 268.6967 | 0.80088 |  | 287.0343 | 0.0025687 | 0 | 0 | 0.0051374 | 295.5236 | 0.020982 | 0 | 0 | 0.041964 | 302.0107 | 0.035053 | 0 | 0 | 0.070105 | 302.1708 | 0.0354 | 0 | 0 | 0.0708 | 302.4111 | 0.035921 | 0 | 0 | 0.071842 | 302.6514 | 0.036442 | 0 | 0 | 0.072884 | 302.8916 | 0.036963 | 0 | 0 | 0.073927 | 303.1319 | 0.037484 | 0 | 0 | 0.074969 | 303.3722 | 0.038006 | 0 | 0 | 0.076011 | 303.6124 | 0.038527 | 0 | 0 | 0.077053 | 303.8527 | 0.039048 | 0 | 0 | 0.078096 | 304.0129 | 0.039395 | 0 | 0 | 0.078791 | 304.2531 | 0.039916 | 0 | 0 | 0.079833 | 304.4934 | 0.040438 | 0 | 0 | 0.080875 | 304.7337 | 0.040959 | 0 | 0 | 0.081917 | 304.8938 | 0.041306 | 0 | 0 | 0.082612 | 305.1341 | 0.041827 | 0 | 0 | 0.083654 | 305.2943 | 0.042175 | 0 | 0 | 0.084349 | 305.4544 | 0.042522 | 0 | 0 | 0.085044 | 305.6947 | 0.043043 | 0 | 0 | 0.086086 | 305.8549 | 0.043391 | 0 | 0 | 0.086781 | 306.0951 | 0.043912 | 0 | 0 | 0.087823 | 306.2553 | 0.044259 | 0 | 0 | 0.088518 | 306.4956 | 0.04478 | 0 | 0 | 0.089561 | 306.6558 | 0.045128 | 0 | 0 | 0.090255 | 306.6558 | 0.045128 | 0 | 0 | 0.090255
2017-11-20 12:00 | 266.6605 | 0.79481 |  | 284.8591 | 0 | 0 | 0 | 0 | 293.284 | 0.016124 | 0 | 0 | 0.032249 | 299.722 | 0.030088 | 0 | 0 | 0.060177 | 299.881 | 0.030433 | 0 | 0 | 0.060866 | 300.1194 | 0.03095 | 0 | 0 | 0.061901 | 300.3578 | 0.031468 | 0 | 0 | 0.062935 | 300.5963 | 0.031985 | 0 | 0 | 0.063969 | 300.8347 | 0.032502 | 0 | 0 | 0.065004 | 301.0732 | 0.033019 | 0 | 0 | 0.066038 | 301.3116 | 0.033536 | 0 | 0 | 0.067072 | 301.55 | 0.034053 | 0 | 0 | 0.068107 | 301.709 | 0.034398 | 0 | 0 | 0.068796 | 301.9475 | 0.034915 | 0 | 0 | 0.069831 | 302.1859 | 0.035433 | 0 | 0 | 0.070865 | 302.4243 | 0.03595 | 0 | 0 | 0.071899 | 302.5833 | 0.036295 | 0 | 0 | 0.072589 | 302.8217 | 0.036812 | 0 | 0 | 0.073623 | 302.9807 | 0.037156 | 0 | 0 | 0.074313 | 303.1397 | 0.037501 | 0 | 0 | 0.075003 | 303.3781 | 0.038018 | 0 | 0 | 0.076037 | 303.5371 | 0.038363 | 0 | 0 | 0.076727 | 303.7755 | 0.03888 | 0 | 0 | 0.077761 | 303.9345 | 0.039225 | 0 | 0 | 0.07845 | 304.1729 | 0.039742 | 0 | 0 | 0.079485 | 304.3319 | 0.040087 | 0 | 0 | 0.080174 | 304.3319 | 0.040087 | 0 | 0 | 0.080174
2017-11-20 13:00 | 271.4218 | 0.809 |  | 289.9454 | 0.0088829 | 0 | 0 | 0.017766 | 298.5208 | 0.027483 | 0 | 0 | 0.054966 | 305.0737 | 0.041696 | 0 | 0 | 0.083392 | 305.2355 | 0.042047 | 0 | 0 | 0.084094 | 305.4782 | 0.042574 | 0 | 0 | 0.085147 | 305.7209 | 0.0431 | 0 | 0 | 0.0862 | 305.9636 | 0.043626 | 0 | 0 | 0.087253 | 306.2063 | 0.044153 | 0 | 0 | 0.088306 | 306.449 | 0.044679 | 0 | 0 | 0.089358 | 306.6917 | 0.045206 | 0 | 0 | 0.090411 | 306.9344 | 0.045732 | 0 | 0 | 0.091464 | 307.0962 | 0.046083 | 0 | 0 | 0.092166 | 307.3389 | 0.046609 | 0 | 0 | 0.093219 | 307.5816 | 0.047136 | 0 | 0 | 0.094272 | 307.8243 | 0.047662 | 0 | 0 | 0.095324 | 307.9861 | 0.048013 | 0 | 0 | 0.096026 | 308.2288 | 0.04854 | 0 | 0 | 0.097079 | 308.3906 | 0.04889 | 0 | 0 | 0.097781 | 308.5524 | 0.049241 | 0 | 0 | 0.098483 | 308.7951 | 0.049768 | 0 | 0 | 0.099536 | 308.9569 | 0.050119 | 0 | 0 | 0.10024 | 309.1996 | 0.050645 | 0 | 0 | 0.10129 | 309.3614 | 0.050996 | 0 | 0 | 0.10199 | 309.6041 | 0.051523 | 0 | 0 | 0.10305 | 309.7659 | 0.051874 | 0 | 0 | 0.10375 | 309.7659 | 0.051874 | 0 | 0 | 0.10375
2017-11-20 14:00 | 276.0583 | 0.82282 |  | 294.8983 | 0.019626 | 0 | 0 | 0.039252 | 303.6202 | 0.038544 | 0 | 0 | 0.077087 | 310.285 | 0.053 | 0 | 0 | 0.106 | 310.4496 | 0.053356 | 0 | 0 | 0.10671 | 310.6964 | 0.053892 | 0 | 0 | 0.10778 | 310.9433 | 0.054427 | 0 | 0 | 0.10885 | 311.1901 | 0.054963 | 0 | 0 | 0.10993 | 311.437 | 0.055498 | 0 | 0 | 0.111 | 311.6838 | 0.056034 | 0 | 0 | 0.11207 | 311.9306 | 0.056569 | 0 | 0 | 0.11314 | 312.1775 | 0.057104 | 0 | 0 | 0.11421 | 312.3421 | 0.057461 | 0 | 0 | 0.11492 | 312.5889 | 0.057997 | 0 | 0 | 0.11599 | 312.8358 | 0.058532 | 0 | 0 | 0.11706 | 313.0826 | 0.059068 | 0 | 0 | 0.11814 | 313.2472 | 0.059424 | 0 | 0 | 0.11885 | 313.494 | 0.05996 | 0 | 0 | 0.11992 | 313.6586 | 0.060317 | 0 | 0 | 0.12063 | 313.8231 | 0.060674 | 0 | 0 | 0.12135 | 314.07 | 0.061209 | 0 | 0 | 0.12242 | 314.2345 | 0.061566 | 0 | 0 | 0.12313 | 314.4814 | 0.062101 | 0 | 0 | 0.1242 | 314.646 | 0.062458 | 0 | 0 | 0.12492 | 314.8928 | 0.062994 | 0 | 0 | 0.12599 | 315.0574 | 0.063351 | 0 | 0 | 0.1267 | 315.0574 | 0.063351 | 0 | 0 | 0.1267
2017-11-20 15:00 | 273.1089 | 0.81403 |  | 291.7476 | 0.012792 | 0 | 0 | 0.025584 | 300.3763 | 0.031508 | 0 | 0 | 0.063015 | 306.97 | 0.045809 | 0 | 0 | 0.091618 | 307.1328 | 0.046162 | 0 | 0 | 0.092325 | 307.377 | 0.046692 | 0 | 0 | 0.093384 | 307.6212 | 0.047222 | 0 | 0 | 0.094443 | 307.8654 | 0.047751 | 0 | 0 | 0.095503 | 308.1096 | 0.048281 | 0 | 0 | 0.096562 | 308.3538 | 0.048811 | 0 | 0 | 0.097621 | 308.598 | 0.04934 | 0 | 0 | 0.098681 | 308.8422 | 0.04987 | 0 | 0 | 0.09974 | 309.005 | 0.050223 | 0 | 0 | 0.10045 | 309.2492 | 0.050753 | 0 | 0 | 0.10151 | 309.4934 | 0.051283 | 0 | 0 | 0.10257 | 309.7376 | 0.051812 | 0 | 0 | 0.10362 | 309.9005 | 0.052165 | 0 | 0 | 0.10433 | 310.1447 | 0.052695 | 0 | 0 | 0.10539 | 310.3075 | 0.053048 | 0 | 0 | 0.1061 | 310.4703 | 0.053401 | 0 | 0 | 0.1068 | 310.7145 | 0.053931 | 0 | 0 | 0.10786 | 310.8773 | 0.054284 | 0 | 0 | 0.10857 | 311.1215 | 0.054814 | 0 | 0 | 0.10963 | 311.2843 | 0.055167 | 0 | 0 | 0.11033 | 311.5285 | 0.055697 | 0 | 0 | 0.11139 | 311.6913 | 0.05605 | 0 | 0 | 0.1121 | 311.6913 | 0.05605 | 0 | 0 | 0.1121
2017-11-20 16:00 | 268.2128 | 0.79943 |  | 286.5173 | 0.0014474 | 0 | 0 | 0.0028948 | 294.9913 | 0.019828 | 0 | 0 | 0.039655 | 301.4667 | 0.033873 | 0 | 0 | 0.067745 | 301.6266 | 0.034219 | 0 | 0 | 0.068439 | 301.8665 | 0.03474 | 0 | 0 | 0.069479 | 302.1063 | 0.03526 | 0 | 0 | 0.07052 | 302.3461 | 0.03578 | 0 | 0 | 0.07156 | 302.5859 | 0.0363 | 0 | 0 | 0.072601 | 302.8258 | 0.03682 | 0 | 0 | 0.073641 | 303.0656 | 0.037341 | 0 | 0 | 0.074681 | 303.3054 | 0.037861 | 0 | 0 | 0.075722 | 303.4653 | 0.038208 | 0 | 0 | 0.076415 | 303.7052 | 0.038728 | 0 | 0 | 0.077456 | 303.945 | 0.039248 | 0 | 0 | 0.078496 | 304.1848 | 0.039768 | 0 | 0 | 0.079536 | 304.3447 | 0.040115 | 0 | 0 | 0.08023 | 304.5845 | 0.040635 | 0 | 0 | 0.08127 | 304.7444 | 0.040982 | 0 | 0 | 0.081964 | 304.9043 | 0.041329 | 0 | 0 | 0.082658 | 305.1441 | 0.041849 | 0 | 0 | 0.083698 | 305.304 | 0.042196 | 0 | 0 | 0.084392 | 305.5438 | 0.042716 | 0 | 0 | 0.085432 | 305.7037 | 0.043063 | 0 | 0 | 0.086126 | 305.9436 | 0.043583 | 0 | 0 | 0.087166 | 306.1035 | 0.04393 | 0 | 0 | 0.087859 | 306.1035 | 0.04393 | 0 | 0 | 0.087859
2017-11-20 17:00 | 270.982 | 0.80769 |  | 289.4755 | 0.0078637 | 0 | 0 | 0.015727 | 298.037 | 0.026434 | 0 | 0 | 0.052867 | 304.5793 | 0.040624 | 0 | 0 | 0.081248 | 304.7408 | 0.040974 | 0 | 0 | 0.081948 | 304.9831 | 0.0415 | 0 | 0 | 0.082999 | 305.2254 | 0.042025 | 0 | 0 | 0.084051 | 305.4677 | 0.042551 | 0 | 0 | 0.085102 | 305.71 | 0.043076 | 0 | 0 | 0.086153 | 305.9524 | 0.043602 | 0 | 0 | 0.087204 | 306.1947 | 0.044128 | 0 | 0 | 0.088255 | 306.437 | 0.044653 | 0 | 0 | 0.089306 | 306.5985 | 0.045004 | 0 | 0 | 0.090007 | 306.8408 | 0.045529 | 0 | 0 | 0.091058 | 307.0831 | 0.046055 | 0 | 0 | 0.092109 | 307.3254 | 0.04658 | 0 | 0 | 0.09316 | 307.487 | 0.046931 | 0 | 0 | 0.093861 | 307.7293 | 0.047456 | 0 | 0 | 0.094912 | 307.8908 | 0.047807 | 0 | 0 | 0.095613 | 308.0523 | 0.048157 | 0 | 0 | 0.096314 | 308.2946 | 0.048682 | 0 | 0 | 0.097365 | 308.4562 | 0.049033 | 0 | 0 | 0.098066 | 308.6985 | 0.049558 | 0 | 0 | 0.099117 | 308.86 | 0.049909 | 0 | 0 | 0.099818 | 309.1023 | 0.050434 | 0 | 0 | 0.10087 | 309.2639 | 0.050785 | 0 | 0 | 0.10157 | 309.2639 | 0.050785 | 0 | 0 | 0.10157
2017-11-20 18:00 | 278.6759 | 0.83062 |  | 297.6945 | 0.025691 | 0 | 0 | 0.051382 | 306.4991 | 0.044788 | 0 | 0 | 0.089576 | 313.2271 | 0.059381 | 0 | 0 | 0.11876 | 313.3932 | 0.059741 | 0 | 0 | 0.11948 | 313.6424 | 0.060282 | 0 | 0 | 0.12056 | 313.8916 | 0.060822 | 0 | 0 | 0.12164 | 314.1408 | 0.061363 | 0 | 0 | 0.12273 | 314.39 | 0.061903 | 0 | 0 | 0.12381 | 314.6392 | 0.062444 | 0 | 0 | 0.12489 | 314.8884 | 0.062984 | 0 | 0 | 0.12597 | 315.1376 | 0.063525 | 0 | 0 | 0.12705 | 315.3037 | 0.063885 | 0 | 0 | 0.12777 | 315.5529 | 0.064426 | 0 | 0 | 0.12885 | 315.802 | 0.064966 | 0 | 0 | 0.12993 | 316.0512 | 0.065506 | 0 | 0 | 0.13101 | 316.2174 | 0.065867 | 0 | 0 | 0.13173 | 316.4665 | 0.066407 | 0 | 0 | 0.13281 | 316.6327 | 0.066768 | 0 | 0 | 0.13354 | 316.7988 | 0.067128 | 0 | 0 | 0.13426 | 317.048 | 0.067668 | 0 | 0 | 0.13534 | 317.2141 | 0.068029 | 0 | 0 | 0.13606 | 317.4633 | 0.068569 | 0 | 0 | 0.13714 | 317.6294 | 0.06893 | 0 | 0 | 0.13786 | 317.8786 | 0.06947 | 0 | 0 | 0.13894 | 318.0447 | 0.06983 | 0 | 0 | 0.13966 | 318.0447 | 0.06983 | 0 | 0 | 0.13966
2017-11-20 19:00 | 276.1601 | 0.82312 |  | 295.007 | 0.019862 | 0 | 0 | 0.039723 | 303.7321 | 0.038786 | 0 | 0 | 0.077573 | 310.3994 | 0.053248 | 0 | 0 | 0.1065 | 310.564 | 0.053605 | 0 | 0 | 0.10721 | 310.811 | 0.05414 | 0 | 0 | 0.10828 | 311.0579 | 0.054676 | 0 | 0 | 0.10935 | 311.3048 | 0.055212 | 0 | 0 | 0.11042 | 311.5518 | 0.055747 | 0 | 0 | 0.11149 | 311.7987 | 0.056283 | 0 | 0 | 0.11257 | 312.0457 | 0.056818 | 0 | 0 | 0.11364 | 312.2926 | 0.057354 | 0 | 0 | 0.11471 | 312.4572 | 0.057711 | 0 | 0 | 0.11542 | 312.7042 | 0.058247 | 0 | 0 | 0.11649 | 312.9511 | 0.058782 | 0 | 0 | 0.11756 | 313.198 | 0.059318 | 0 | 0 | 0.11864 | 313.3627 | 0.059675 | 0 | 0 | 0.11935 | 313.6096 | 0.060211 | 0 | 0 | 0.12042 | 313.7742 | 0.060568 | 0 | 0 | 0.12114 | 313.9388 | 0.060925 | 0 | 0 | 0.12185 | 314.1858 | 0.06146 | 0 | 0 | 0.12292 | 314.3504 | 0.061817 | 0 | 0 | 0.12363 | 314.5973 | 0.062353 | 0 | 0 | 0.12471 | 314.762 | 0.06271 | 0 | 0 | 0.12542 | 315.0089 | 0.063246 | 0 | 0 | 0.12649 | 315.1735 | 0.063603 | 0 | 0 | 0.12721 | 315.1735 | 0.063603 | 0 | 0 | 0.12721
2017-11-20 20:00 | 263.7984 | 0.78628 |  | 281.8017 | 0 | 0 | 0 | 0 | 290.1362 | 0.0092968 | 0 | 0 | 0.018594 | 296.5051 | 0.023111 | 0 | 0 | 0.046222 | 296.6623 | 0.023452 | 0 | 0 | 0.046904 | 296.8982 | 0.023964 | 0 | 0 | 0.047927 | 297.1341 | 0.024475 | 0 | 0 | 0.04895 | 297.37 | 0.024987 | 0 | 0 | 0.049974 | 297.6058 | 0.025498 | 0 | 0 | 0.050997 | 297.8417 | 0.02601 | 0 | 0 | 0.05202 | 298.0776 | 0.026522 | 0 | 0 | 0.053043 | 298.3135 | 0.027033 | 0 | 0 | 0.054067 | 298.4707 | 0.027374 | 0 | 0 | 0.054749 | 298.7066 | 0.027886 | 0 | 0 | 0.055772 | 298.9425 | 0.028398 | 0 | 0 | 0.056795 | 299.1784 | 0.028909 | 0 | 0 | 0.057819 | 299.3356 | 0.02925 | 0 | 0 | 0.058501 | 299.5715 | 0.029762 | 0 | 0 | 0.059524 | 299.7288 | 0.030103 | 0 | 0 | 0.060206 | 299.886 | 0.030444 | 0 | 0 | 0.060888 | 300.1219 | 0.030956 | 0 | 0 | 0.061912 | 300.2792 | 0.031297 | 0 | 0 | 0.062594 | 300.5151 | 0.031809 | 0 | 0 | 0.063617 | 300.6723 | 0.03215 | 0 | 0 | 0.064299 | 300.9082 | 0.032661 | 0 | 0 | 0.065322 | 301.0655 | 0.033002 | 0 | 0 | 0.066005 | 301.0655 | 0.033002 | 0 | 0 | 0.066005
2017-11-20 21:00 | 267.4784 | 0.79725 |  | 285.7329 | 0 | 0 | 0 | 0 | 294.1837 | 0.018076 | 0 | 0 | 0.036151 | 300.6414 | 0.032082 | 0 | 0 | 0.064165 | 300.8008 | 0.032428 | 0 | 0 | 0.064857 | 301.04 | 0.032947 | 0 | 0 | 0.065894 | 301.2792 | 0.033466 | 0 | 0 | 0.066932 | 301.5183 | 0.033985 | 0 | 0 | 0.067969 | 301.7575 | 0.034503 | 0 | 0 | 0.069007 | 301.9967 | 0.035022 | 0 | 0 | 0.070044 | 302.2359 | 0.035541 | 0 | 0 | 0.071082 | 302.475 | 0.03606 | 0 | 0 | 0.072119 | 302.6345 | 0.036406 | 0 | 0 | 0.072811 | 302.8737 | 0.036924 | 0 | 0 | 0.073849 | 303.1128 | 0.037443 | 0 | 0 | 0.074886 | 303.352 | 0.037962 | 0 | 0 | 0.075924 | 303.5115 | 0.038308 | 0 | 0 | 0.076615 | 303.7506 | 0.038826 | 0 | 0 | 0.077653 | 303.9101 | 0.039172 | 0 | 0 | 0.078345 | 304.0695 | 0.039518 | 0 | 0 | 0.079036 | 304.3087 | 0.040037 | 0 | 0 | 0.080074 | 304.4681 | 0.040383 | 0 | 0 | 0.080766 | 304.7073 | 0.040902 | 0 | 0 | 0.081803 | 304.8668 | 0.041247 | 0 | 0 | 0.082495 | 305.1059 | 0.041766 | 0 | 0 | 0.083532 | 305.2654 | 0.042112 | 0 | 0 | 0.084224 | 305.2654 | 0.042112 | 0 | 0 | 0.084224
2017-11-20 22:00 | 268.9302 | 0.80157 |  | 287.2838 | 0.0031098 | 0 | 0 | 0.0062196 | 295.7804 | 0.021539 | 0 | 0 | 0.043078 | 302.2732 | 0.035622 | 0 | 0 | 0.071244 | 302.4335 | 0.03597 | 0 | 0 | 0.071939 | 302.674 | 0.036491 | 0 | 0 | 0.072982 | 302.9144 | 0.037013 | 0 | 0 | 0.074025 | 303.1549 | 0.037534 | 0 | 0 | 0.075069 | 303.3954 | 0.038056 | 0 | 0 | 0.076112 | 303.6358 | 0.038577 | 0 | 0 | 0.077155 | 303.8763 | 0.039099 | 0 | 0 | 0.078198 | 304.1168 | 0.039621 | 0 | 0 | 0.079241 | 304.2771 | 0.039968 | 0 | 0 | 0.079937 | 304.5176 | 0.04049 | 0 | 0 | 0.08098 | 304.758 | 0.041012 | 0 | 0 | 0.082023 | 304.9985 | 0.041533 | 0 | 0 | 0.083066 | 305.1588 | 0.041881 | 0 | 0 | 0.083762 | 305.3993 | 0.042402 | 0 | 0 | 0.084805 | 305.5596 | 0.04275 | 0 | 0 | 0.0855 | 305.7199 | 0.043098 | 0 | 0 | 0.086196 | 305.9604 | 0.043619 | 0 | 0 | 0.087239 | 306.1207 | 0.043967 | 0 | 0 | 0.087934 | 306.3612 | 0.044489 | 0 | 0 | 0.088978 | 306.5215 | 0.044836 | 0 | 0 | 0.089673 | 306.762 | 0.045358 | 0 | 0 | 0.090716 | 306.9223 | 0.045706 | 0 | 0 | 0.091412 | 306.9223 | 0.045706 | 0 | 0 | 0.091412
2017-11-20 23:00 | 264.063 | 0.78707 |  | 282.0843 | 0 | 0 | 0 | 0 | 290.4272 | 0.009928 | 0 | 0 | 0.019856 | 296.8025 | 0.023756 | 0 | 0 | 0.047512 | 296.9599 | 0.024097 | 0 | 0 | 0.048195 | 297.196 | 0.024609 | 0 | 0 | 0.049219 | 297.4321 | 0.025122 | 0 | 0 | 0.050243 | 297.6682 | 0.025634 | 0 | 0 | 0.051268 | 297.9044 | 0.026146 | 0 | 0 | 0.052292 | 298.1405 | 0.026658 | 0 | 0 | 0.053316 | 298.3766 | 0.02717 | 0 | 0 | 0.05434 | 298.6127 | 0.027682 | 0 | 0 | 0.055365 | 298.7701 | 0.028024 | 0 | 0 | 0.056048 | 299.0062 | 0.028536 | 0 | 0 | 0.057072 | 299.2424 | 0.029048 | 0 | 0 | 0.058096 | 299.4785 | 0.02956 | 0 | 0 | 0.05912 | 299.6359 | 0.029902 | 0 | 0 | 0.059803 | 299.872 | 0.030414 | 0 | 0 | 0.060828 | 300.0294 | 0.030755 | 0 | 0 | 0.06151 | 300.1868 | 0.031097 | 0 | 0 | 0.062193 | 300.423 | 0.031609 | 0 | 0 | 0.063218 | 300.5804 | 0.03195 | 0 | 0 | 0.0639 | 300.8165 | 0.032462 | 0 | 0 | 0.064925 | 300.9739 | 0.032804 | 0 | 0 | 0.065608 | 301.21 | 0.033316 | 0 | 0 | 0.066632 | 301.3674 | 0.033657 | 0 | 0 | 0.067315 | 301.3674 | 0.033657 | 0 | 0 | 0.067315
2017-11-21 | 272.5866 | 0.81247 |  | 291.1897 | 0.011582 | 0 | 0 | 0.023163 | 299.8019 | 0.030262 | 0 | 0 | 0.060523 | 306.3829 | 0.044536 | 0 | 0 | 0.089072 | 306.5454 | 0.044888 | 0 | 0 | 0.089777 | 306.7891 | 0.045417 | 0 | 0 | 0.090834 | 307.0329 | 0.045946 | 0 | 0 | 0.091891 | 307.2766 | 0.046474 | 0 | 0 | 0.092949 | 307.5203 | 0.047003 | 0 | 0 | 0.094006 | 307.7641 | 0.047532 | 0 | 0 | 0.095063 | 308.0078 | 0.04806 | 0 | 0 | 0.096121 | 308.2516 | 0.048589 | 0 | 0 | 0.097178 | 308.4141 | 0.048941 | 0 | 0 | 0.097883 | 308.6578 | 0.04947 | 0 | 0 | 0.09894 | 308.9015 | 0.049999 | 0 | 0 | 0.099998 | 309.1453 | 0.050527 | 0 | 0 | 0.10105 | 309.3078 | 0.05088 | 0 | 0 | 0.10176 | 309.5515 | 0.051409 | 0 | 0 | 0.10282 | 309.714 | 0.051761 | 0 | 0 | 0.10352 | 309.8765 | 0.052113 | 0 | 0 | 0.10423 | 310.1202 | 0.052642 | 0 | 0 | 0.10528 | 310.2827 | 0.052995 | 0 | 0 | 0.10599 | 310.5265 | 0.053523 | 0 | 0 | 0.10705 | 310.689 | 0.053876 | 0 | 0 | 0.10775 | 310.9327 | 0.054404 | 0 | 0 | 0.10881 | 311.0952 | 0.054757 | 0 | 0 | 0.10951 | 311.0952 | 0.054757 | 0 | 0 | 0.10951
2017-11-21 01:00 | 274.5708 | 0.81839 |  | 293.3093 | 0.016179 | 0 | 0 | 0.032358 | 301.9841 | 0.034995 | 0 | 0 | 0.06999 | 308.6131 | 0.049373 | 0 | 0 | 0.098746 | 308.7767 | 0.049728 | 0 | 0 | 0.099456 | 309.0222 | 0.050261 | 0 | 0 | 0.10052 | 309.2678 | 0.050793 | 0 | 0 | 0.10159 | 309.5133 | 0.051326 | 0 | 0 | 0.10265 | 309.7588 | 0.051858 | 0 | 0 | 0.10372 | 310.0043 | 0.052391 | 0 | 0 | 0.10478 | 310.2498 | 0.052923 | 0 | 0 | 0.10585 | 310.4953 | 0.053456 | 0 | 0 | 0.10691 | 310.659 | 0.053811 | 0 | 0 | 0.10762 | 310.9045 | 0.054343 | 0 | 0 | 0.10869 | 311.1501 | 0.054876 | 0 | 0 | 0.10975 | 311.3956 | 0.055408 | 0 | 0 | 0.11082 | 311.5592 | 0.055763 | 0 | 0 | 0.11153 | 311.8048 | 0.056296 | 0 | 0 | 0.11259 | 311.9684 | 0.056651 | 0 | 0 | 0.1133 | 312.1321 | 0.057006 | 0 | 0 | 0.11401 | 312.3776 | 0.057538 | 0 | 0 | 0.11508 | 312.5413 | 0.057893 | 0 | 0 | 0.11579 | 312.7868 | 0.058426 | 0 | 0 | 0.11685 | 312.9505 | 0.058781 | 0 | 0 | 0.11756 | 313.196 | 0.059314 | 0 | 0 | 0.11863 | 313.3597 | 0.059669 | 0 | 0 | 0.11934 | 313.3597 | 0.059669 | 0 | 0 | 0.11934
2017-11-21 02:00 | 279.7765 | 0.8339 |  | 298.8702 | 0.028241 | 0 | 0 | 0.056482 | 307.7095 | 0.047413 | 0 | 0 | 0.094827 | 314.4641 | 0.062064 | 0 | 0 | 0.12413 | 314.6309 | 0.062426 | 0 | 0 | 0.12485 | 314.8811 | 0.062968 | 0 | 0 | 0.12594 | 315.1313 | 0.063511 | 0 | 0 | 0.12702 | 315.3814 | 0.064054 | 0 | 0 | 0.12811 | 315.6316 | 0.064596 | 0 | 0 | 0.12919 | 315.8818 | 0.065139 | 0 | 0 | 0.13028 | 316.1319 | 0.065682 | 0 | 0 | 0.13136 | 316.3821 | 0.066224 | 0 | 0 | 0.13245 | 316.5489 | 0.066586 | 0 | 0 | 0.13317 | 316.7991 | 0.067129 | 0 | 0 | 0.13426 | 317.0492 | 0.067671 | 0 | 0 | 0.13534 | 317.2994 | 0.068214 | 0 | 0 | 0.13643 | 317.4662 | 0.068576 | 0 | 0 | 0.13715 | 317.7164 | 0.069118 | 0 | 0 | 0.13824 | 317.8831 | 0.06948 | 0 | 0 | 0.13896 | 318.0499 | 0.069842 | 0 | 0 | 0.13968 | 318.3001 | 0.070384 | 0 | 0 | 0.14077 | 318.4669 | 0.070746 | 0 | 0 | 0.14149 | 318.717 | 0.071289 | 0 | 0 | 0.14258 | 318.8838 | 0.07165 | 0 | 0 | 0.1433 | 319.134 | 0.072193 | 0 | 0 | 0.14439 | 319.3008 | 0.072555 | 0 | 0 | 0.14511 | 319.3008 | 0.072555 | 0 | 0 | 0.14511
2017-11-21 03:00 | 270.5975 | 0.80654 |  | 289.0648 | 0.0069728 | 0 | 0 | 0.013946 | 297.6141 | 0.025516 | 0 | 0 | 0.051033 | 304.1471 | 0.039686 | 0 | 0 | 0.079373 | 304.3084 | 0.040036 | 0 | 0 | 0.080073 | 304.5504 | 0.040561 | 0 | 0 | 0.081122 | 304.7923 | 0.041086 | 0 | 0 | 0.082172 | 305.0343 | 0.041611 | 0 | 0 | 0.083221 | 305.2763 | 0.042136 | 0 | 0 | 0.084271 | 305.5182 | 0.04266 | 0 | 0 | 0.085321 | 305.7602 | 0.043185 | 0 | 0 | 0.08637 | 306.0021 | 0.04371 | 0 | 0 | 0.08742 | 306.1634 | 0.04406 | 0 | 0 | 0.08812 | 306.4054 | 0.044585 | 0 | 0 | 0.089169 | 306.6474 | 0.04511 | 0 | 0 | 0.090219 | 306.8893 | 0.045634 | 0 | 0 | 0.091269 | 307.0506 | 0.045984 | 0 | 0 | 0.091968 | 307.2926 | 0.046509 | 0 | 0 | 0.093018 | 307.4539 | 0.046859 | 0 | 0 | 0.093718 | 307.6152 | 0.047209 | 0 | 0 | 0.094418 | 307.8572 | 0.047734 | 0 | 0 | 0.095467 | 308.0185 | 0.048083 | 0 | 0 | 0.096167 | 308.2605 | 0.048608 | 0 | 0 | 0.097217 | 308.4218 | 0.048958 | 0 | 0 | 0.097916 | 308.6637 | 0.049483 | 0 | 0 | 0.098966 | 308.825 | 0.049833 | 0 | 0 | 0.099666 | 308.825 | 0.049833 | 0 | 0 | 0.099666
2017-11-21 04:00 | 275.9368 | 0.82246 |  | 294.7685 | 0.019344 | 0 | 0 | 0.038688 | 303.4865 | 0.038254 | 0 | 0 | 0.076507 | 310.1484 | 0.052703 | 0 | 0 | 0.10541 | 310.3129 | 0.05306 | 0 | 0 | 0.10612 | 310.5597 | 0.053595 | 0 | 0 | 0.10719 | 310.8064 | 0.05413 | 0 | 0 | 0.10826 | 311.0531 | 0.054666 | 0 | 0 | 0.10933 | 311.2999 | 0.055201 | 0 | 0 | 0.1104 | 311.5466 | 0.055736 | 0 | 0 | 0.11147 | 311.7934 | 0.056271 | 0 | 0 | 0.11254 | 312.0401 | 0.056806 | 0 | 0 | 0.11361 | 312.2046 | 0.057163 | 0 | 0 | 0.11433 | 312.4513 | 0.057698 | 0 | 0 | 0.1154 | 312.6981 | 0.058233 | 0 | 0 | 0.11647 | 312.9448 | 0.058769 | 0 | 0 | 0.11754 | 313.1093 | 0.059125 | 0 | 0 | 0.11825 | 313.356 | 0.059661 | 0 | 0 | 0.11932 | 313.5205 | 0.060017 | 0 | 0 | 0.12003 | 313.685 | 0.060374 | 0 | 0 | 0.12075 | 313.9317 | 0.060909 | 0 | 0 | 0.12182 | 314.0962 | 0.061266 | 0 | 0 | 0.12253 | 314.343 | 0.061801 | 0 | 0 | 0.1236 | 314.5075 | 0.062158 | 0 | 0 | 0.12432 | 314.7542 | 0.062693 | 0 | 0 | 0.12539 | 314.9187 | 0.06305 | 0 | 0 | 0.1261 | 314.9187 | 0.06305 | 0 | 0 | 0.1261
2017-11-21 05:00 | 271.8754 | 0.81035 |  | 290.4299 | 0.0099337 | 0 | 0 | 0.019867 | 299.0196 | 0.028565 | 0 | 0 | 0.05713 | 305.5834 | 0.042802 | 0 | 0 | 0.085604 | 305.7455 | 0.043153 | 0 | 0 | 0.086307 | 305.9886 | 0.043681 | 0 | 0 | 0.087361 | 306.2317 | 0.044208 | 0 | 0 | 0.088416 | 306.4748 | 0.044735 | 0 | 0 | 0.08947 | 306.7179 | 0.045263 | 0 | 0 | 0.090525 | 306.961 | 0.04579 | 0 | 0 | 0.09158 | 307.2041 | 0.046317 | 0 | 0 | 0.092634 | 307.4472 | 0.046844 | 0 | 0 | 0.093689 | 307.6093 | 0.047196 | 0 | 0 | 0.094392 | 307.8524 | 0.047723 | 0 | 0 | 0.095446 | 308.0955 | 0.048251 | 0 | 0 | 0.096501 | 308.3386 | 0.048778 | 0 | 0 | 0.097556 | 308.5007 | 0.049129 | 0 | 0 | 0.098259 | 308.7438 | 0.049657 | 0 | 0 | 0.099313 | 308.9059 | 0.050008 | 0 | 0 | 0.10002 | 309.0679 | 0.05036 | 0 | 0 | 0.10072 | 309.311 | 0.050887 | 0 | 0 | 0.10177 | 309.4731 | 0.051239 | 0 | 0 | 0.10248 | 309.7162 | 0.051766 | 0 | 0 | 0.10353 | 309.8783 | 0.052117 | 0 | 0 | 0.10423 | 310.1214 | 0.052645 | 0 | 0 | 0.10529 | 310.2835 | 0.052996 | 0 | 0 | 0.10599 | 310.2835 | 0.052996 | 0 | 0 | 0.10599
2017-11-21 06:00 | 274.3028 | 0.81759 |  | 293.023 | 0.015558 | 0 | 0 | 0.031117 | 301.6894 | 0.034356 | 0 | 0 | 0.068711 | 308.3119 | 0.04872 | 0 | 0 | 0.09744 | 308.4754 | 0.049074 | 0 | 0 | 0.098149 | 308.7207 | 0.049606 | 0 | 0 | 0.099213 | 308.966 | 0.050139 | 0 | 0 | 0.10028 | 309.2112 | 0.050671 | 0 | 0 | 0.10134 | 309.4565 | 0.051203 | 0 | 0 | 0.10241 | 309.7018 | 0.051735 | 0 | 0 | 0.10347 | 309.9471 | 0.052267 | 0 | 0 | 0.10453 | 310.1923 | 0.052799 | 0 | 0 | 0.1056 | 310.3559 | 0.053153 | 0 | 0 | 0.10631 | 310.6011 | 0.053685 | 0 | 0 | 0.10737 | 310.8464 | 0.054217 | 0 | 0 | 0.10843 | 311.0917 | 0.054749 | 0 | 0 | 0.1095 | 311.2552 | 0.055104 | 0 | 0 | 0.11021 | 311.5005 | 0.055636 | 0 | 0 | 0.11127 | 311.664 | 0.055991 | 0 | 0 | 0.11198 | 311.8275 | 0.056345 | 0 | 0 | 0.11269 | 312.0728 | 0.056877 | 0 | 0 | 0.11375 | 312.2363 | 0.057232 | 0 | 0 | 0.11446 | 312.4816 | 0.057764 | 0 | 0 | 0.11553 | 312.6451 | 0.058119 | 0 | 0 | 0.11624 | 312.8904 | 0.058651 | 0 | 0 | 0.1173 | 313.0539 | 0.059005 | 0 | 0 | 0.11801 | 313.0539 | 0.059005 | 0 | 0 | 0.11801
2017-11-21 07:00 | 272.8844 | 0.81336 |  | 291.5077 | 0.012272 | 0 | 0 | 0.024543 | 300.1293 | 0.030972 | 0 | 0 | 0.061944 | 306.7176 | 0.045262 | 0 | 0 | 0.090523 | 306.8802 | 0.045615 | 0 | 0 | 0.091229 | 307.1242 | 0.046144 | 0 | 0 | 0.092288 | 307.3682 | 0.046673 | 0 | 0 | 0.093346 | 307.6122 | 0.047202 | 0 | 0 | 0.094405 | 307.8563 | 0.047732 | 0 | 0 | 0.095463 | 308.1003 | 0.048261 | 0 | 0 | 0.096522 | 308.3443 | 0.04879 | 0 | 0 | 0.09758 | 308.5883 | 0.049319 | 0 | 0 | 0.098639 | 308.7509 | 0.049672 | 0 | 0 | 0.099344 | 308.995 | 0.050201 | 0 | 0 | 0.1004 | 309.239 | 0.050731 | 0 | 0 | 0.10146 | 309.483 | 0.05126 | 0 | 0 | 0.10252 | 309.6456 | 0.051613 | 0 | 0 | 0.10323 | 309.8897 | 0.052142 | 0 | 0 | 0.10428 | 310.0523 | 0.052495 | 0 | 0 | 0.10499 | 310.215 | 0.052848 | 0 | 0 | 0.1057 | 310.459 | 0.053377 | 0 | 0 | 0.10675 | 310.6217 | 0.05373 | 0 | 0 | 0.10746 | 310.8657 | 0.054259 | 0 | 0 | 0.10852 | 311.0284 | 0.054612 | 0 | 0 | 0.10922 | 311.2724 | 0.055141 | 0 | 0 | 0.11028 | 311.435 | 0.055494 | 0 | 0 | 0.11099 | 311.435 | 0.055494 | 0 | 0 | 0.11099
2017-11-21 08:00 | 270.6704 | 0.80676 |  | 289.1427 | 0.0071418 | 0 | 0 | 0.014284 | 297.6943 | 0.02569 | 0 | 0 | 0.051381 | 304.2291 | 0.039864 | 0 | 0 | 0.079728 | 304.3904 | 0.040214 | 0 | 0 | 0.080428 | 304.6324 | 0.040739 | 0 | 0 | 0.081478 | 304.8745 | 0.041264 | 0 | 0 | 0.082528 | 305.1165 | 0.041789 | 0 | 0 | 0.083578 | 305.3585 | 0.042314 | 0 | 0 | 0.084628 | 305.6006 | 0.042839 | 0 | 0 | 0.085678 | 305.8426 | 0.043364 | 0 | 0 | 0.086728 | 306.0846 | 0.043889 | 0 | 0 | 0.087778 | 306.246 | 0.044239 | 0 | 0 | 0.088478 | 306.488 | 0.044764 | 0 | 0 | 0.089528 | 306.73 | 0.045289 | 0 | 0 | 0.090578 | 306.972 | 0.045814 | 0 | 0 | 0.091627 | 307.1334 | 0.046164 | 0 | 0 | 0.092327 | 307.3754 | 0.046689 | 0 | 0 | 0.093377 | 307.5368 | 0.047039 | 0 | 0 | 0.094077 | 307.6981 | 0.047389 | 0 | 0 | 0.094777 | 307.9402 | 0.047914 | 0 | 0 | 0.095827 | 308.1015 | 0.048264 | 0 | 0 | 0.096527 | 308.3435 | 0.048788 | 0 | 0 | 0.097577 | 308.5049 | 0.049138 | 0 | 0 | 0.098277 | 308.7469 | 0.049663 | 0 | 0 | 0.099327 | 308.9083 | 0.050013 | 0 | 0 | 0.10003 | 308.9083 | 0.050013 | 0 | 0 | 0.10003
2017-11-21 09:00 | 269.1518 | 0.80223 |  | 287.5204 | 0.0036231 | 0 | 0 | 0.0072463 | 296.0241 | 0.022068 | 0 | 0 | 0.044135 | 302.5222 | 0.036162 | 0 | 0 | 0.072324 | 302.6826 | 0.03651 | 0 | 0 | 0.07302 | 302.9233 | 0.037032 | 0 | 0 | 0.074064 | 303.164 | 0.037554 | 0 | 0 | 0.075108 | 303.4046 | 0.038076 | 0 | 0 | 0.076152 | 303.6453 | 0.038598 | 0 | 0 | 0.077196 | 303.886 | 0.03912 | 0 | 0 | 0.07824 | 304.1266 | 0.039642 | 0 | 0 | 0.079284 | 304.3673 | 0.040164 | 0 | 0 | 0.080328 | 304.5278 | 0.040512 | 0 | 0 | 0.081024 | 304.7684 | 0.041034 | 0 | 0 | 0.082068 | 305.0091 | 0.041556 | 0 | 0 | 0.083112 | 305.2498 | 0.042078 | 0 | 0 | 0.084156 | 305.4102 | 0.042426 | 0 | 0 | 0.084852 | 305.6509 | 0.042948 | 0 | 0 | 0.085896 | 305.8113 | 0.043296 | 0 | 0 | 0.086592 | 305.9718 | 0.043644 | 0 | 0 | 0.087288 | 306.2125 | 0.044166 | 0 | 0 | 0.088332 | 306.3729 | 0.044514 | 0 | 0 | 0.089028 | 306.6136 | 0.045036 | 0 | 0 | 0.090072 | 306.774 | 0.045384 | 0 | 0 | 0.090768 | 307.0147 | 0.045906 | 0 | 0 | 0.091812 | 307.1751 | 0.046254 | 0 | 0 | 0.092508 | 307.1751 | 0.046254 | 0 | 0 | 0.092508
2017-11-21 10:00 | 269.9071 | 0.80448 |  | 288.3273 | 0.0053732 | 0 | 0 | 0.010746 | 296.8548 | 0.023869 | 0 | 0 | 0.047739 | 303.3711 | 0.038003 | 0 | 0 | 0.076007 | 303.532 | 0.038352 | 0 | 0 | 0.076705 | 303.7734 | 0.038876 | 0 | 0 | 0.077752 | 304.0147 | 0.039399 | 0 | 0 | 0.078798 | 304.256 | 0.039923 | 0 | 0 | 0.079845 | 304.4974 | 0.040446 | 0 | 0 | 0.080892 | 304.7387 | 0.04097 | 0 | 0 | 0.081939 | 304.9801 | 0.041493 | 0 | 0 | 0.082986 | 305.2214 | 0.042017 | 0 | 0 | 0.084033 | 305.3823 | 0.042366 | 0 | 0 | 0.084731 | 305.6237 | 0.042889 | 0 | 0 | 0.085778 | 305.865 | 0.043413 | 0 | 0 | 0.086825 | 306.1064 | 0.043936 | 0 | 0 | 0.087872 | 306.2673 | 0.044285 | 0 | 0 | 0.08857 | 306.5086 | 0.044809 | 0 | 0 | 0.089617 | 306.6695 | 0.045157 | 0 | 0 | 0.090315 | 306.8304 | 0.045506 | 0 | 0 | 0.091013 | 307.0717 | 0.04603 | 0 | 0 | 0.09206 | 307.2326 | 0.046379 | 0 | 0 | 0.092758 | 307.474 | 0.046902 | 0 | 0 | 0.093805 | 307.6349 | 0.047251 | 0 | 0 | 0.094503 | 307.8762 | 0.047775 | 0 | 0 | 0.09555 | 308.0371 | 0.048124 | 0 | 0 | 0.096248 | 308.0371 | 0.048124 | 0 | 0 | 0.096248
2017-11-21 11:00 | 264.277 | 0.7877 |  | 282.313 | 0 | 0 | 0 | 0 | 290.6626 | 0.010439 | 0 | 0 | 0.020877 | 297.043 | 0.024278 | 0 | 0 | 0.048555 | 297.2006 | 0.024619 | 0 | 0 | 0.049239 | 297.4369 | 0.025132 | 0 | 0 | 0.050264 | 297.6732 | 0.025644 | 0 | 0 | 0.051289 | 297.9095 | 0.026157 | 0 | 0 | 0.052314 | 298.1458 | 0.02667 | 0 | 0 | 0.053339 | 298.3821 | 0.027182 | 0 | 0 | 0.054364 | 298.6184 | 0.027695 | 0 | 0 | 0.055389 | 298.8547 | 0.028207 | 0 | 0 | 0.056415 | 299.0123 | 0.028549 | 0 | 0 | 0.057098 | 299.2486 | 0.029062 | 0 | 0 | 0.058123 | 299.4849 | 0.029574 | 0 | 0 | 0.059148 | 299.7212 | 0.030087 | 0 | 0 | 0.060173 | 299.8788 | 0.030428 | 0 | 0 | 0.060857 | 300.1151 | 0.030941 | 0 | 0 | 0.061882 | 300.2726 | 0.031283 | 0 | 0 | 0.062565 | 300.4302 | 0.031624 | 0 | 0 | 0.063249 | 300.6665 | 0.032137 | 0 | 0 | 0.064274 | 300.824 | 0.032479 | 0 | 0 | 0.064957 | 301.0603 | 0.032991 | 0 | 0 | 0.065982 | 301.2179 | 0.033333 | 0 | 0 | 0.066666 | 301.4542 | 0.033845 | 0 | 0 | 0.067691 | 301.6117 | 0.034187 | 0 | 0 | 0.068374 | 301.6117 | 0.034187 | 0 | 0 | 0.068374
2017-11-21 12:00 | 269.9036 | 0.80447 |  | 288.3236 | 0.0053652 | 0 | 0 | 0.01073 | 296.851 | 0.023861 | 0 | 0 | 0.047722 | 303.3672 | 0.037995 | 0 | 0 | 0.07599 | 303.5281 | 0.038344 | 0 | 0 | 0.076688 | 303.7695 | 0.038867 | 0 | 0 | 0.077735 | 304.0108 | 0.039391 | 0 | 0 | 0.078782 | 304.2522 | 0.039914 | 0 | 0 | 0.079829 | 304.4935 | 0.040438 | 0 | 0 | 0.080876 | 304.7349 | 0.040961 | 0 | 0 | 0.081922 | 304.9762 | 0.041485 | 0 | 0 | 0.082969 | 305.2175 | 0.042008 | 0 | 0 | 0.084016 | 305.3784 | 0.042357 | 0 | 0 | 0.084714 | 305.6198 | 0.042881 | 0 | 0 | 0.085761 | 305.8611 | 0.043404 | 0 | 0 | 0.086808 | 306.1025 | 0.043928 | 0 | 0 | 0.087855 | 306.2634 | 0.044277 | 0 | 0 | 0.088553 | 306.5047 | 0.0448 | 0 | 0 | 0.0896 | 306.6656 | 0.045149 | 0 | 0 | 0.090298 | 306.8265 | 0.045498 | 0 | 0 | 0.090996 | 307.0678 | 0.046021 | 0 | 0 | 0.092043 | 307.2287 | 0.04637 | 0 | 0 | 0.092741 | 307.4701 | 0.046894 | 0 | 0 | 0.093788 | 307.631 | 0.047243 | 0 | 0 | 0.094486 | 307.8723 | 0.047766 | 0 | 0 | 0.095533 | 308.0332 | 0.048115 | 0 | 0 | 0.096231 | 308.0332 | 0.048115 | 0 | 0 | 0.096231
2017-11-21 13:00 | 268.7787 | 0.80112 |  | 287.1219 | 0.0027588 | 0 | 0 | 0.0055175 | 295.6138 | 0.021178 | 0 | 0 | 0.042355 | 302.1029 | 0.035252 | 0 | 0 | 0.070505 | 302.2631 | 0.0356 | 0 | 0 | 0.0712 | 302.5034 | 0.036121 | 0 | 0 | 0.072243 | 302.7438 | 0.036643 | 0 | 0 | 0.073285 | 302.9841 | 0.037164 | 0 | 0 | 0.074328 | 303.2244 | 0.037685 | 0 | 0 | 0.07537 | 303.4648 | 0.038206 | 0 | 0 | 0.076413 | 303.7051 | 0.038728 | 0 | 0 | 0.077456 | 303.9455 | 0.039249 | 0 | 0 | 0.078498 | 304.1057 | 0.039597 | 0 | 0 | 0.079193 | 304.346 | 0.040118 | 0 | 0 | 0.080236 | 304.5864 | 0.040639 | 0 | 0 | 0.081278 | 304.8267 | 0.04116 | 0 | 0 | 0.082321 | 304.9869 | 0.041508 | 0 | 0 | 0.083016 | 305.2272 | 0.042029 | 0 | 0 | 0.084059 | 305.3875 | 0.042377 | 0 | 0 | 0.084754 | 305.5477 | 0.042724 | 0 | 0 | 0.085449 | 305.788 | 0.043246 | 0 | 0 | 0.086491 | 305.9483 | 0.043593 | 0 | 0 | 0.087186 | 306.1886 | 0.044114 | 0 | 0 | 0.088229 | 306.3488 | 0.044462 | 0 | 0 | 0.088924 | 306.5892 | 0.044983 | 0 | 0 | 0.089966 | 306.7494 | 0.045331 | 0 | 0 | 0.090662 | 306.7494 | 0.045331 | 0 | 0 | 0.090662
2017-11-21 14:00 | 270.405 | 0.80597 |  | 288.8591 | 0.0065268 | 0 | 0 | 0.013054 | 297.4024 | 0.025057 | 0 | 0 | 0.050114 | 303.9308 | 0.039217 | 0 | 0 | 0.078434 | 304.0919 | 0.039567 | 0 | 0 | 0.079134 | 304.3337 | 0.040091 | 0 | 0 | 0.080182 | 304.5755 | 0.040616 | 0 | 0 | 0.081231 | 304.8173 | 0.04114 | 0 | 0 | 0.08228 | 305.0591 | 0.041665 | 0 | 0 | 0.083329 | 305.3009 | 0.042189 | 0 | 0 | 0.084378 | 305.5427 | 0.042713 | 0 | 0 | 0.085427 | 305.7845 | 0.043238 | 0 | 0 | 0.086476 | 305.9457 | 0.043588 | 0 | 0 | 0.087175 | 306.1875 | 0.044112 | 0 | 0 | 0.088224 | 306.4293 | 0.044636 | 0 | 0 | 0.089273 | 306.671 | 0.045161 | 0 | 0 | 0.090322 | 306.8322 | 0.04551 | 0 | 0 | 0.091021 | 307.074 | 0.046035 | 0 | 0 | 0.09207 | 307.2352 | 0.046385 | 0 | 0 | 0.092769 | 307.3964 | 0.046734 | 0 | 0 | 0.093468 | 307.6382 | 0.047259 | 0 | 0 | 0.094517 | 307.7994 | 0.047608 | 0 | 0 | 0.095217 | 308.0412 | 0.048133 | 0 | 0 | 0.096265 | 308.2024 | 0.048482 | 0 | 0 | 0.096965 | 308.4442 | 0.049007 | 0 | 0 | 0.098014 | 308.6054 | 0.049356 | 0 | 0 | 0.098713 | 308.6054 | 0.049356 | 0 | 0 | 0.098713
2017-11-21 15:00 | 260.43 | 0.77624 |  | 278.2034 | 0 | 0 | 0 | 0 | 286.4315 | 0.0012614 | 0 | 0 | 0.0025227 | 292.7191 | 0.014899 | 0 | 0 | 0.029798 | 292.8743 | 0.015236 | 0 | 0 | 0.030471 | 293.1072 | 0.015741 | 0 | 0 | 0.031482 | 293.3401 | 0.016246 | 0 | 0 | 0.032492 | 293.5729 | 0.016751 | 0 | 0 | 0.033502 | 293.8058 | 0.017256 | 0 | 0 | 0.034512 | 294.0387 | 0.017761 | 0 | 0 | 0.035522 | 294.2715 | 0.018266 | 0 | 0 | 0.036533 | 294.5044 | 0.018771 | 0 | 0 | 0.037543 | 294.6597 | 0.019108 | 0 | 0 | 0.038216 | 294.8925 | 0.019613 | 0 | 0 | 0.039226 | 295.1254 | 0.020118 | 0 | 0 | 0.040237 | 295.3583 | 0.020623 | 0 | 0 | 0.041247 | 295.5135 | 0.02096 | 0 | 0 | 0.04192 | 295.7464 | 0.021465 | 0 | 0 | 0.042931 | 295.9016 | 0.021802 | 0 | 0 | 0.043604 | 296.0569 | 0.022139 | 0 | 0 | 0.044277 | 296.2898 | 0.022644 | 0 | 0 | 0.045288 | 296.445 | 0.022981 | 0 | 0 | 0.045961 | 296.6779 | 0.023486 | 0 | 0 | 0.046971 | 296.8331 | 0.023822 | 0 | 0 | 0.047645 | 297.066 | 0.024327 | 0 | 0 | 0.048655 | 297.2212 | 0.024664 | 0 | 0 | 0.049328 | 297.2212 | 0.024664 | 0 | 0 | 0.049328
2017-11-21 16:00 | 263.0971 | 0.78419 |  | 281.0525 | 0 | 0 | 0 | 0 | 289.3649 | 0.0076237 | 0 | 0 | 0.015247 | 295.7168 | 0.021401 | 0 | 0 | 0.042802 | 295.8736 | 0.021741 | 0 | 0 | 0.043482 | 296.1089 | 0.022251 | 0 | 0 | 0.044503 | 296.3441 | 0.022762 | 0 | 0 | 0.045523 | 296.5794 | 0.023272 | 0 | 0 | 0.046544 | 296.8146 | 0.023782 | 0 | 0 | 0.047565 | 297.0499 | 0.024293 | 0 | 0 | 0.048585 | 297.2851 | 0.024803 | 0 | 0 | 0.049606 | 297.5204 | 0.025313 | 0 | 0 | 0.050626 | 297.6772 | 0.025653 | 0 | 0 | 0.051307 | 297.9125 | 0.026164 | 0 | 0 | 0.052327 | 298.1477 | 0.026674 | 0 | 0 | 0.053348 | 298.383 | 0.027184 | 0 | 0 | 0.054368 | 298.5398 | 0.027524 | 0 | 0 | 0.055049 | 298.7751 | 0.028035 | 0 | 0 | 0.056069 | 298.9319 | 0.028375 | 0 | 0 | 0.056749 | 299.0888 | 0.028715 | 0 | 0 | 0.05743 | 299.324 | 0.029225 | 0 | 0 | 0.05845 | 299.4809 | 0.029565 | 0 | 0 | 0.059131 | 299.7161 | 0.030076 | 0 | 0 | 0.060151 | 299.873 | 0.030416 | 0 | 0 | 0.060832 | 300.1082 | 0.030926 | 0 | 0 | 0.061852 | 300.2651 | 0.031266 | 0 | 0 | 0.062533 | 300.2651 | 0.031266 | 0 | 0 | 0.062533
2017-11-21 17:00 | 271.2765 | 0.80857 |  | 289.7901 | 0.0085461 | 0 | 0 | 0.017092 | 298.3609 | 0.027136 | 0 | 0 | 0.054272 | 304.9103 | 0.041342 | 0 | 0 | 0.082684 | 305.072 | 0.041693 | 0 | 0 | 0.083385 | 305.3146 | 0.042219 | 0 | 0 | 0.084437 | 305.5571 | 0.042745 | 0 | 0 | 0.08549 | 305.7997 | 0.043271 | 0 | 0 | 0.086542 | 306.0423 | 0.043797 | 0 | 0 | 0.087594 | 306.2849 | 0.044323 | 0 | 0 | 0.088646 | 306.5274 | 0.044849 | 0 | 0 | 0.089699 | 306.77 | 0.045375 | 0 | 0 | 0.090751 | 306.9317 | 0.045726 | 0 | 0 | 0.091452 | 307.1743 | 0.046252 | 0 | 0 | 0.092505 | 307.4168 | 0.046778 | 0 | 0 | 0.093557 | 307.6594 | 0.047305 | 0 | 0 | 0.094609 | 307.8211 | 0.047655 | 0 | 0 | 0.095311 | 308.0637 | 0.048182 | 0 | 0 | 0.096363 | 308.2254 | 0.048532 | 0 | 0 | 0.097065 | 308.3871 | 0.048883 | 0 | 0 | 0.097766 | 308.6297 | 0.049409 | 0 | 0 | 0.098818 | 308.7914 | 0.04976 | 0 | 0 | 0.09952 | 309.034 | 0.050286 | 0 | 0 | 0.10057 | 309.1957 | 0.050637 | 0 | 0 | 0.10127 | 309.4383 | 0.051163 | 0 | 0 | 0.10233 | 309.6 | 0.051514 | 0 | 0 | 0.10303 | 309.6 | 0.051514 | 0 | 0 | 0.10303
2017-11-21 18:00 | 274.1352 | 0.81709 |  | 292.844 | 0.01517 | 0 | 0 | 0.03034 | 301.5051 | 0.033956 | 0 | 0 | 0.067912 | 308.1235 | 0.048311 | 0 | 0 | 0.096622 | 308.2869 | 0.048666 | 0 | 0 | 0.097331 | 308.532 | 0.049197 | 0 | 0 | 0.098395 | 308.7772 | 0.049729 | 0 | 0 | 0.099458 | 309.0223 | 0.050261 | 0 | 0 | 0.10052 | 309.2674 | 0.050792 | 0 | 0 | 0.10158 | 309.5125 | 0.051324 | 0 | 0 | 0.10265 | 309.7577 | 0.051856 | 0 | 0 | 0.10371 | 310.0028 | 0.052387 | 0 | 0 | 0.10477 | 310.1662 | 0.052742 | 0 | 0 | 0.10548 | 310.4113 | 0.053274 | 0 | 0 | 0.10655 | 310.6565 | 0.053805 | 0 | 0 | 0.10761 | 310.9016 | 0.054337 | 0 | 0 | 0.10867 | 311.065 | 0.054691 | 0 | 0 | 0.10938 | 311.3101 | 0.055223 | 0 | 0 | 0.11045 | 311.4735 | 0.055577 | 0 | 0 | 0.11115 | 311.637 | 0.055932 | 0 | 0 | 0.11186 | 311.8821 | 0.056464 | 0 | 0 | 0.11293 | 312.0455 | 0.056818 | 0 | 0 | 0.11364 | 312.2906 | 0.05735 | 0 | 0 | 0.1147 | 312.4541 | 0.057704 | 0 | 0 | 0.11541 | 312.6992 | 0.058236 | 0 | 0 | 0.11647 | 312.8626 | 0.05859 | 0 | 0 | 0.11718 | 312.8626 | 0.05859 | 0 | 0 | 0.11718
2017-11-21 19:00 | 275.9431 | 0.82248 |  | 294.7752 | 0.019359 | 0 | 0 | 0.038718 | 303.4935 | 0.038269 | 0 | 0 | 0.076537 | 310.1555 | 0.052719 | 0 | 0 | 0.10544 | 310.32 | 0.053076 | 0 | 0 | 0.10615 | 310.5668 | 0.053611 | 0 | 0 | 0.10722 | 310.8135 | 0.054146 | 0 | 0 | 0.10829 | 311.0603 | 0.054681 | 0 | 0 | 0.10936 | 311.307 | 0.055216 | 0 | 0 | 0.11043 | 311.5538 | 0.055751 | 0 | 0 | 0.1115 | 311.8005 | 0.056287 | 0 | 0 | 0.11257 | 312.0472 | 0.056822 | 0 | 0 | 0.11364 | 312.2117 | 0.057179 | 0 | 0 | 0.11436 | 312.4585 | 0.057714 | 0 | 0 | 0.11543 | 312.7052 | 0.058249 | 0 | 0 | 0.1165 | 312.952 | 0.058784 | 0 | 0 | 0.11757 | 313.1165 | 0.059141 | 0 | 0 | 0.11828 | 313.3632 | 0.059676 | 0 | 0 | 0.11935 | 313.5277 | 0.060033 | 0 | 0 | 0.12007 | 313.6922 | 0.06039 | 0 | 0 | 0.12078 | 313.9389 | 0.060925 | 0 | 0 | 0.12185 | 314.1034 | 0.061282 | 0 | 0 | 0.12256 | 314.3502 | 0.061817 | 0 | 0 | 0.12363 | 314.5147 | 0.062174 | 0 | 0 | 0.12435 | 314.7614 | 0.062709 | 0 | 0 | 0.12542 | 314.9259 | 0.063066 | 0 | 0 | 0.12613 | 314.9259 | 0.063066 | 0 | 0 | 0.12613
2017-11-21 20:00 | 273.3555 | 0.81476 |  | 292.011 | 0.013363 | 0 | 0 | 0.026726 | 300.6475 | 0.032096 | 0 | 0 | 0.064192 | 307.2471 | 0.04641 | 0 | 0 | 0.09282 | 307.41 | 0.046764 | 0 | 0 | 0.093527 | 307.6545 | 0.047294 | 0 | 0 | 0.094588 | 307.8989 | 0.047824 | 0 | 0 | 0.095648 | 308.1433 | 0.048354 | 0 | 0 | 0.096708 | 308.3877 | 0.048884 | 0 | 0 | 0.097769 | 308.6322 | 0.049415 | 0 | 0 | 0.098829 | 308.8766 | 0.049945 | 0 | 0 | 0.099889 | 309.121 | 0.050475 | 0 | 0 | 0.10095 | 309.284 | 0.050828 | 0 | 0 | 0.10166 | 309.5284 | 0.051358 | 0 | 0 | 0.10272 | 309.7728 | 0.051889 | 0 | 0 | 0.10378 | 310.0173 | 0.052419 | 0 | 0 | 0.10484 | 310.1802 | 0.052772 | 0 | 0 | 0.10554 | 310.4246 | 0.053302 | 0 | 0 | 0.1066 | 310.5876 | 0.053656 | 0 | 0 | 0.10731 | 310.7506 | 0.054009 | 0 | 0 | 0.10802 | 310.995 | 0.054539 | 0 | 0 | 0.10908 | 311.1579 | 0.054893 | 0 | 0 | 0.10979 | 311.4024 | 0.055423 | 0 | 0 | 0.11085 | 311.5653 | 0.055777 | 0 | 0 | 0.11155 | 311.8097 | 0.056307 | 0 | 0 | 0.11261 | 311.9727 | 0.05666 | 0 | 0 | 0.11332 | 311.9727 | 0.05666 | 0 | 0 | 0.11332
2017-11-21 21:00 | 265.1268 | 0.79024 |  | 283.2207 | 0 | 0 | 0 | 0 | 291.5972 | 0.012466 | 0 | 0 | 0.024931 | 297.9981 | 0.026349 | 0 | 0 | 0.052699 | 298.1562 | 0.026692 | 0 | 0 | 0.053384 | 298.3932 | 0.027206 | 0 | 0 | 0.054413 | 298.6303 | 0.02772 | 0 | 0 | 0.055441 | 298.8674 | 0.028235 | 0 | 0 | 0.056469 | 299.1045 | 0.028749 | 0 | 0 | 0.057498 | 299.3415 | 0.029263 | 0 | 0 | 0.058526 | 299.5786 | 0.029777 | 0 | 0 | 0.059555 | 299.8157 | 0.030292 | 0 | 0 | 0.060583 | 299.9737 | 0.030634 | 0 | 0 | 0.061269 | 300.2108 | 0.031149 | 0 | 0 | 0.062297 | 300.4479 | 0.031663 | 0 | 0 | 0.063325 | 300.6849 | 0.032177 | 0 | 0 | 0.064354 | 300.843 | 0.03252 | 0 | 0 | 0.06504 | 301.08 | 0.033034 | 0 | 0 | 0.066068 | 301.2381 | 0.033377 | 0 | 0 | 0.066754 | 301.3961 | 0.03372 | 0 | 0 | 0.067439 | 301.6332 | 0.034234 | 0 | 0 | 0.068468 | 301.7913 | 0.034577 | 0 | 0 | 0.069153 | 302.0283 | 0.035091 | 0 | 0 | 0.070182 | 302.1864 | 0.035434 | 0 | 0 | 0.070867 | 302.4234 | 0.035948 | 0 | 0 | 0.071896 | 302.5815 | 0.036291 | 0 | 0 | 0.072581 | 302.5815 | 0.036291 | 0 | 0 | 0.072581
2017-11-21 22:00 | 260.1786 | 0.77549 |  | 277.9349 | 0 | 0 | 0 | 0 | 286.155 | 0.00066163 | 0 | 0 | 0.0013233 | 292.4365 | 0.014286 | 0 | 0 | 0.028572 | 292.5916 | 0.014623 | 0 | 0 | 0.029245 | 292.8242 | 0.015127 | 0 | 0 | 0.030254 | 293.0569 | 0.015632 | 0 | 0 | 0.031263 | 293.2895 | 0.016136 | 0 | 0 | 0.032273 | 293.5222 | 0.016641 | 0 | 0 | 0.033282 | 293.7548 | 0.017146 | 0 | 0 | 0.034291 | 293.9875 | 0.01765 | 0 | 0 | 0.0353 | 294.2201 | 0.018155 | 0 | 0 | 0.03631 | 294.3752 | 0.018491 | 0 | 0 | 0.036982 | 294.6079 | 0.018996 | 0 | 0 | 0.037992 | 294.8405 | 0.0195 | 0 | 0 | 0.039001 | 295.0731 | 0.020005 | 0 | 0 | 0.04001 | 295.2282 | 0.020341 | 0 | 0 | 0.040683 | 295.4609 | 0.020846 | 0 | 0 | 0.041692 | 295.616 | 0.021182 | 0 | 0 | 0.042365 | 295.7711 | 0.021519 | 0 | 0 | 0.043038 | 296.0037 | 0.022023 | 0 | 0 | 0.044047 | 296.1588 | 0.02236 | 0 | 0 | 0.04472 | 296.3915 | 0.022864 | 0 | 0 | 0.045729 | 296.5466 | 0.023201 | 0 | 0 | 0.046402 | 296.7792 | 0.023705 | 0 | 0 | 0.047411 | 296.9343 | 0.024042 | 0 | 0 | 0.048084 | 296.9343 | 0.024042 | 0 | 0 | 0.048084
2017-11-21 23:00 | 257.1326 | 0.76641 |  | 274.681 | 0 | 0 | 0 | 0 | 282.8049 | 0 | 0 | 0 | 0 | 289.0128 | 0.0068601 | 0 | 0 | 0.01372 | 289.1661 | 0.0071926 | 0 | 0 | 0.014385 | 289.396 | 0.0076913 | 0 | 0 | 0.015383 | 289.6259 | 0.00819 | 0 | 0 | 0.01638 | 289.8559 | 0.0086887 | 0 | 0 | 0.017377 | 290.0858 | 0.0091874 | 0 | 0 | 0.018375 | 290.3157 | 0.0096861 | 0 | 0 | 0.019372 | 290.5456 | 0.010185 | 0 | 0 | 0.02037 | 290.7755 | 0.010684 | 0 | 0 | 0.021367 | 290.9288 | 0.011016 | 0 | 0 | 0.022032 | 291.1588 | 0.011515 | 0 | 0 | 0.023029 | 291.3887 | 0.012013 | 0 | 0 | 0.024027 | 291.6186 | 0.012512 | 0 | 0 | 0.025024 | 291.7719 | 0.012845 | 0 | 0 | 0.025689 | 292.0018 | 0.013343 | 0 | 0 | 0.026687 | 292.1551 | 0.013676 | 0 | 0 | 0.027351 | 292.3084 | 0.014008 | 0 | 0 | 0.028016 | 292.5383 | 0.014507 | 0 | 0 | 0.029014 | 292.6916 | 0.014839 | 0 | 0 | 0.029679 | 292.9215 | 0.015338 | 0 | 0 | 0.030676 | 293.0748 | 0.015671 | 0 | 0 | 0.031341 | 293.3047 | 0.016169 | 0 | 0 | 0.032338 | 293.458 | 0.016502 | 0 | 0 | 0.033003 | 293.458 | 0.016502 | 0 | 0 | 0.033003
2017-11-22 | 257.9566 | 0.76886 |  | 275.5611 | 0 | 0 | 0 | 0 | 283.7111 | 0 | 0 | 0 | 0 | 289.9389 | 0.0088689 | 0 | 0 | 0.017738 | 290.0927 | 0.0092024 | 0 | 0 | 0.018405 | 290.3234 | 0.0097027 | 0 | 0 | 0.019405 | 290.554 | 0.010203 | 0 | 0 | 0.020406 | 290.7847 | 0.010703 | 0 | 0 | 0.021407 | 291.0153 | 0.011204 | 0 | 0 | 0.022407 | 291.246 | 0.011704 | 0 | 0 | 0.023408 | 291.4767 | 0.012204 | 0 | 0 | 0.024408 | 291.7073 | 0.012705 | 0 | 0 | 0.025409 | 291.8611 | 0.013038 | 0 | 0 | 0.026076 | 292.0917 | 0.013538 | 0 | 0 | 0.027077 | 292.3224 | 0.014039 | 0 | 0 | 0.028077 | 292.5531 | 0.014539 | 0 | 0 | 0.029078 | 292.7068 | 0.014872 | 0 | 0 | 0.029745 | 292.9375 | 0.015373 | 0 | 0 | 0.030746 | 293.0913 | 0.015706 | 0 | 0 | 0.031413 | 293.245 | 0.01604 | 0 | 0 | 0.03208 | 293.4757 | 0.01654 | 0 | 0 | 0.03308 | 293.6295 | 0.016874 | 0 | 0 | 0.033747 | 293.8601 | 0.017374 | 0 | 0 | 0.034748 | 294.0139 | 0.017708 | 0 | 0 | 0.035415 | 294.2446 | 0.018208 | 0 | 0 | 0.036416 | 294.3983 | 0.018541 | 0 | 0 | 0.037083 | 294.3983 | 0.018541 | 0 | 0 | 0.037083
2017-11-22 01:00 | 261.2607 | 0.77871 |  | 279.0908 | 0 | 0 | 0 | 0 | 287.3452 | 0.003243 | 0 | 0 | 0.006486 | 293.6527 | 0.016924 | 0 | 0 | 0.033848 | 293.8085 | 0.017262 | 0 | 0 | 0.034524 | 294.0421 | 0.017769 | 0 | 0 | 0.035537 | 294.2757 | 0.018275 | 0 | 0 | 0.036551 | 294.5093 | 0.018782 | 0 | 0 | 0.037564 | 294.7429 | 0.019289 | 0 | 0 | 0.038578 | 294.9766 | 0.019796 | 0 | 0 | 0.039591 | 295.2102 | 0.020302 | 0 | 0 | 0.040604 | 295.4438 | 0.020809 | 0 | 0 | 0.041618 | 295.5995 | 0.021147 | 0 | 0 | 0.042293 | 295.8331 | 0.021653 | 0 | 0 | 0.043307 | 296.0668 | 0.02216 | 0 | 0 | 0.04432 | 296.3004 | 0.022667 | 0 | 0 | 0.045334 | 296.4561 | 0.023005 | 0 | 0 | 0.046009 | 296.6897 | 0.023511 | 0 | 0 | 0.047023 | 296.8455 | 0.023849 | 0 | 0 | 0.047698 | 297.0012 | 0.024187 | 0 | 0 | 0.048374 | 297.2348 | 0.024694 | 0 | 0 | 0.049387 | 297.3906 | 0.025031 | 0 | 0 | 0.050063 | 297.6242 | 0.025538 | 0 | 0 | 0.051076 | 297.7799 | 0.025876 | 0 | 0 | 0.051752 | 298.0135 | 0.026383 | 0 | 0 | 0.052765 | 298.1693 | 0.026721 | 0 | 0 | 0.053441 | 298.1693 | 0.026721 | 0 | 0 | 0.053441
2017-11-22 02:00 | 269.8814 | 0.80441 |  | 288.2998 | 0.0053136 | 0 | 0 | 0.010627 | 296.8265 | 0.023808 | 0 | 0 | 0.047616 | 303.3422 | 0.037941 | 0 | 0 | 0.075881 | 303.5031 | 0.03829 | 0 | 0 | 0.076579 | 303.7444 | 0.038813 | 0 | 0 | 0.077626 | 303.9857 | 0.039336 | 0 | 0 | 0.078673 | 304.2271 | 0.03986 | 0 | 0 | 0.07972 | 304.4684 | 0.040383 | 0 | 0 | 0.080767 | 304.7097 | 0.040907 | 0 | 0 | 0.081813 | 304.951 | 0.04143 | 0 | 0 | 0.08286 | 305.1924 | 0.041954 | 0 | 0 | 0.083907 | 305.3532 | 0.042303 | 0 | 0 | 0.084605 | 305.5946 | 0.042826 | 0 | 0 | 0.085652 | 305.8359 | 0.043349 | 0 | 0 | 0.086699 | 306.0772 | 0.043873 | 0 | 0 | 0.087746 | 306.2381 | 0.044222 | 0 | 0 | 0.088444 | 306.4794 | 0.044745 | 0 | 0 | 0.08949 | 306.6403 | 0.045094 | 0 | 0 | 0.090188 | 306.8012 | 0.045443 | 0 | 0 | 0.090886 | 307.0425 | 0.045967 | 0 | 0 | 0.091933 | 307.2034 | 0.046315 | 0 | 0 | 0.092631 | 307.4447 | 0.046839 | 0 | 0 | 0.093678 | 307.6056 | 0.047188 | 0 | 0 | 0.094376 | 307.8469 | 0.047711 | 0 | 0 | 0.095423 | 308.0078 | 0.04806 | 0 | 0 | 0.09612 | 308.0078 | 0.04806 | 0 | 0 | 0.09612
2017-11-22 03:00 | 280.3861 | 0.83572 |  | 299.5215 | 0.029653 | 0 | 0 | 0.059307 | 308.3801 | 0.048868 | 0 | 0 | 0.097735 | 315.1494 | 0.06355 | 0 | 0 | 0.1271 | 315.3165 | 0.063913 | 0 | 0 | 0.12783 | 315.5672 | 0.064457 | 0 | 0 | 0.12891 | 315.818 | 0.065001 | 0 | 0 | 0.13 | 316.0687 | 0.065544 | 0 | 0 | 0.13109 | 316.3194 | 0.066088 | 0 | 0 | 0.13218 | 316.5701 | 0.066632 | 0 | 0 | 0.13326 | 316.8208 | 0.067176 | 0 | 0 | 0.13435 | 317.0715 | 0.06772 | 0 | 0 | 0.13544 | 317.2387 | 0.068082 | 0 | 0 | 0.13616 | 317.4894 | 0.068626 | 0 | 0 | 0.13725 | 317.7401 | 0.06917 | 0 | 0 | 0.13834 | 317.9908 | 0.069713 | 0 | 0 | 0.13943 | 318.158 | 0.070076 | 0 | 0 | 0.14015 | 318.4087 | 0.07062 | 0 | 0 | 0.14124 | 318.5758 | 0.070982 | 0 | 0 | 0.14196 | 318.743 | 0.071345 | 0 | 0 | 0.14269 | 318.9937 | 0.071889 | 0 | 0 | 0.14378 | 319.1608 | 0.072251 | 0 | 0 | 0.1445 | 319.4115 | 0.072795 | 0 | 0 | 0.14559 | 319.5787 | 0.073158 | 0 | 0 | 0.14632 | 319.8294 | 0.073701 | 0 | 0 | 0.1474 | 319.9966 | 0.074064 | 0 | 0 | 0.14813 | 319.9966 | 0.074064 | 0 | 0 | 0.14813
2017-11-22 04:00 | 288.3826 | 0.85955 |  | 308.0636 | 0.048181 | 0 | 0 | 0.096363 | 317.1749 | 0.067944 | 0 | 0 | 0.13589 | 324.1373 | 0.083045 | 0 | 0 | 0.16609 | 324.3092 | 0.083418 | 0 | 0 | 0.16684 | 324.5671 | 0.083977 | 0 | 0 | 0.16795 | 324.8249 | 0.084537 | 0 | 0 | 0.16907 | 325.0828 | 0.085096 | 0 | 0 | 0.17019 | 325.3407 | 0.085655 | 0 | 0 | 0.17131 | 325.5985 | 0.086215 | 0 | 0 | 0.17243 | 325.8564 | 0.086774 | 0 | 0 | 0.17355 | 326.1143 | 0.087333 | 0 | 0 | 0.17467 | 326.2862 | 0.087706 | 0 | 0 | 0.17541 | 326.544 | 0.088265 | 0 | 0 | 0.17653 | 326.8019 | 0.088825 | 0 | 0 | 0.17765 | 327.0598 | 0.089384 | 0 | 0 | 0.17877 | 327.2317 | 0.089757 | 0 | 0 | 0.17951 | 327.4895 | 0.090316 | 0 | 0 | 0.18063 | 327.6614 | 0.090689 | 0 | 0 | 0.18138 | 327.8334 | 0.091062 | 0 | 0 | 0.18212 | 328.0912 | 0.091621 | 0 | 0 | 0.18324 | 328.2631 | 0.091994 | 0 | 0 | 0.18399 | 328.521 | 0.092553 | 0 | 0 | 0.18511 | 328.6929 | 0.092926 | 0 | 0 | 0.18585 | 328.9508 | 0.093486 | 0 | 0 | 0.18697 | 329.1227 | 0.093858 | 0 | 0 | 0.18772 | 329.1227 | 0.093858 | 0 | 0 | 0.18772
2017-11-22 05:00 | 290.6568 | 0.86633 |  | 310.4931 | 0.053451 | 0 | 0 | 0.1069 | 319.6762 | 0.073369 | 0 | 0 | 0.14674 | 326.6935 | 0.08859 | 0 | 0 | 0.17718 | 326.8668 | 0.088965 | 0 | 0 | 0.17793 | 327.1267 | 0.089529 | 0 | 0 | 0.17906 | 327.3866 | 0.090093 | 0 | 0 | 0.18019 | 327.6465 | 0.090657 | 0 | 0 | 0.18131 | 327.9064 | 0.09122 | 0 | 0 | 0.18244 | 328.1663 | 0.091784 | 0 | 0 | 0.18357 | 328.4262 | 0.092348 | 0 | 0 | 0.1847 | 328.6861 | 0.092911 | 0 | 0 | 0.18582 | 328.8593 | 0.093287 | 0 | 0 | 0.18657 | 329.1192 | 0.093851 | 0 | 0 | 0.1877 | 329.3791 | 0.094415 | 0 | 0 | 0.18883 | 329.639 | 0.094978 | 0 | 0 | 0.18996 | 329.8123 | 0.095354 | 0 | 0 | 0.19071 | 330.0722 | 0.095918 | 0 | 0 | 0.19184 | 330.2455 | 0.096294 | 0 | 0 | 0.19259 | 330.4187 | 0.09667 | 0 | 0 | 0.19334 | 330.6786 | 0.097233 | 0 | 0 | 0.19447 | 330.8519 | 0.097609 | 0 | 0 | 0.19522 | 331.1118 | 0.098173 | 0 | 0 | 0.19635 | 331.2851 | 0.098549 | 0 | 0 | 0.1971 | 331.545 | 0.099112 | 0 | 0 | 0.19822 | 331.7182 | 0.099488 | 0 | 0 | 0.19898 | 331.7182 | 0.099488 | 0 | 0 | 0.19898
2017-11-22 06:00 | 289.825 | 0.86385 |  | 309.6045 | 0.051524 | 0 | 0 | 0.10305 | 318.7614 | 0.071385 | 0 | 0 | 0.14277 | 325.7586 | 0.086562 | 0 | 0 | 0.17312 | 325.9313 | 0.086936 | 0 | 0 | 0.17387 | 326.1905 | 0.087499 | 0 | 0 | 0.175 | 326.4496 | 0.088061 | 0 | 0 | 0.17612 | 326.7088 | 0.088623 | 0 | 0 | 0.17725 | 326.968 | 0.089185 | 0 | 0 | 0.17837 | 327.2271 | 0.089747 | 0 | 0 | 0.17949 | 327.4863 | 0.090309 | 0 | 0 | 0.18062 | 327.7454 | 0.090871 | 0 | 0 | 0.18174 | 327.9182 | 0.091246 | 0 | 0 | 0.18249 | 328.1774 | 0.091808 | 0 | 0 | 0.18362 | 328.4365 | 0.09237 | 0 | 0 | 0.18474 | 328.6957 | 0.092932 | 0 | 0 | 0.18586 | 328.8684 | 0.093307 | 0 | 0 | 0.18661 | 329.1276 | 0.093869 | 0 | 0 | 0.18774 | 329.3004 | 0.094244 | 0 | 0 | 0.18849 | 329.4731 | 0.094619 | 0 | 0 | 0.18924 | 329.7323 | 0.095181 | 0 | 0 | 0.19036 | 329.9051 | 0.095555 | 0 | 0 | 0.19111 | 330.1642 | 0.096118 | 0 | 0 | 0.19224 | 330.337 | 0.096492 | 0 | 0 | 0.19298 | 330.5961 | 0.097054 | 0 | 0 | 0.19411 | 330.7689 | 0.097429 | 0 | 0 | 0.19486 | 330.7689 | 0.097429 | 0 | 0 | 0.19486
2017-11-22 07:00 | 288.241 | 0.85913 |  | 307.9124 | 0.047853 | 0 | 0 | 0.095707 | 317.0192 | 0.067606 | 0 | 0 | 0.13521 | 323.9781 | 0.0827 | 0 | 0 | 0.1654 | 324.15 | 0.083073 | 0 | 0 | 0.16615 | 324.4077 | 0.083632 | 0 | 0 | 0.16726 | 324.6654 | 0.084191 | 0 | 0 | 0.16838 | 324.9232 | 0.08475 | 0 | 0 | 0.1695 | 325.1809 | 0.085309 | 0 | 0 | 0.17062 | 325.4387 | 0.085868 | 0 | 0 | 0.17174 | 325.6964 | 0.086427 | 0 | 0 | 0.17285 | 325.9541 | 0.086986 | 0 | 0 | 0.17397 | 326.126 | 0.087359 | 0 | 0 | 0.17472 | 326.3837 | 0.087918 | 0 | 0 | 0.17584 | 326.6414 | 0.088477 | 0 | 0 | 0.17695 | 326.8992 | 0.089036 | 0 | 0 | 0.17807 | 327.071 | 0.089408 | 0 | 0 | 0.17882 | 327.3287 | 0.089967 | 0 | 0 | 0.17993 | 327.5006 | 0.09034 | 0 | 0 | 0.18068 | 327.6724 | 0.090713 | 0 | 0 | 0.18143 | 327.9301 | 0.091272 | 0 | 0 | 0.18254 | 328.102 | 0.091645 | 0 | 0 | 0.18329 | 328.3597 | 0.092204 | 0 | 0 | 0.18441 | 328.5315 | 0.092576 | 0 | 0 | 0.18515 | 328.7893 | 0.093135 | 0 | 0 | 0.18627 | 328.9611 | 0.093508 | 0 | 0 | 0.18702 | 328.9611 | 0.093508 | 0 | 0 | 0.18702
2017-11-22 08:00 | 285.5062 | 0.85098 |  | 304.9909 | 0.041517 | 0 | 0 | 0.083033 | 314.0113 | 0.061082 | 0 | 0 | 0.12216 | 320.9042 | 0.076033 | 0 | 0 | 0.15207 | 321.0744 | 0.076402 | 0 | 0 | 0.1528 | 321.3297 | 0.076956 | 0 | 0 | 0.15391 | 321.585 | 0.077509 | 0 | 0 | 0.15502 | 321.8403 | 0.078063 | 0 | 0 | 0.15613 | 322.0956 | 0.078617 | 0 | 0 | 0.15723 | 322.3509 | 0.07917 | 0 | 0 | 0.15834 | 322.6062 | 0.079724 | 0 | 0 | 0.15945 | 322.8615 | 0.080278 | 0 | 0 | 0.16056 | 323.0317 | 0.080647 | 0 | 0 | 0.16129 | 323.287 | 0.081201 | 0 | 0 | 0.1624 | 323.5423 | 0.081755 | 0 | 0 | 0.16351 | 323.7976 | 0.082308 | 0 | 0 | 0.16462 | 323.9678 | 0.082677 | 0 | 0 | 0.16535 | 324.223 | 0.083231 | 0 | 0 | 0.16646 | 324.3932 | 0.0836 | 0 | 0 | 0.1672 | 324.5634 | 0.083969 | 0 | 0 | 0.16794 | 324.8187 | 0.084523 | 0 | 0 | 0.16905 | 324.9889 | 0.084892 | 0 | 0 | 0.16978 | 325.2442 | 0.085446 | 0 | 0 | 0.17089 | 325.4144 | 0.085815 | 0 | 0 | 0.17163 | 325.6697 | 0.086369 | 0 | 0 | 0.17274 | 325.8399 | 0.086738 | 0 | 0 | 0.17348 | 325.8399 | 0.086738 | 0 | 0 | 0.17348
2017-11-22 09:00 | 276.8807 | 0.82527 |  | 295.7768 | 0.021531 | 0 | 0 | 0.043062 | 304.5246 | 0.040505 | 0 | 0 | 0.081011 | 311.2093 | 0.055004 | 0 | 0 | 0.11001 | 311.3744 | 0.055362 | 0 | 0 | 0.11072 | 311.622 | 0.055899 | 0 | 0 | 0.1118 | 311.8695 | 0.056436 | 0 | 0 | 0.11287 | 312.1171 | 0.056973 | 0 | 0 | 0.11395 | 312.3647 | 0.05751 | 0 | 0 | 0.11502 | 312.6123 | 0.058047 | 0 | 0 | 0.11609 | 312.8599 | 0.058584 | 0 | 0 | 0.11717 | 313.1074 | 0.059121 | 0 | 0 | 0.11824 | 313.2725 | 0.059479 | 0 | 0 | 0.11896 | 313.5201 | 0.060016 | 0 | 0 | 0.12003 | 313.7677 | 0.060553 | 0 | 0 | 0.12111 | 314.0152 | 0.06109 | 0 | 0 | 0.12218 | 314.1803 | 0.061448 | 0 | 0 | 0.1229 | 314.4279 | 0.061985 | 0 | 0 | 0.12397 | 314.5929 | 0.062343 | 0 | 0 | 0.12469 | 314.758 | 0.062701 | 0 | 0 | 0.1254 | 315.0056 | 0.063238 | 0 | 0 | 0.12648 | 315.1706 | 0.063596 | 0 | 0 | 0.12719 | 315.4182 | 0.064133 | 0 | 0 | 0.12827 | 315.5833 | 0.064491 | 0 | 0 | 0.12898 | 315.8308 | 0.065028 | 0 | 0 | 0.13006 | 315.9959 | 0.065386 | 0 | 0 | 0.13077 | 315.9959 | 0.065386 | 0 | 0 | 0.13077
2017-11-22 10:00 | 279.9006 | 0.83427 |  | 299.0028 | 0.028528 | 0 | 0 | 0.057057 | 307.8461 | 0.04771 | 0 | 0 | 0.095419 | 314.6037 | 0.062367 | 0 | 0 | 0.12473 | 314.7705 | 0.062729 | 0 | 0 | 0.12546 | 315.0208 | 0.063272 | 0 | 0 | 0.12654 | 315.2711 | 0.063814 | 0 | 0 | 0.12763 | 315.5214 | 0.064357 | 0 | 0 | 0.12871 | 315.7717 | 0.0649 | 0 | 0 | 0.1298 | 316.022 | 0.065443 | 0 | 0 | 0.13089 | 316.2722 | 0.065986 | 0 | 0 | 0.13197 | 316.5225 | 0.066529 | 0 | 0 | 0.13306 | 316.6894 | 0.066891 | 0 | 0 | 0.13378 | 316.9397 | 0.067433 | 0 | 0 | 0.13487 | 317.1899 | 0.067976 | 0 | 0 | 0.13595 | 317.4402 | 0.068519 | 0 | 0 | 0.13704 | 317.6071 | 0.068881 | 0 | 0 | 0.13776 | 317.8574 | 0.069424 | 0 | 0 | 0.13885 | 318.0242 | 0.069786 | 0 | 0 | 0.13957 | 318.1911 | 0.070148 | 0 | 0 | 0.1403 | 318.4413 | 0.070691 | 0 | 0 | 0.14138 | 318.6082 | 0.071053 | 0 | 0 | 0.14211 | 318.8585 | 0.071595 | 0 | 0 | 0.14319 | 319.0253 | 0.071957 | 0 | 0 | 0.14391 | 319.2756 | 0.0725 | 0 | 0 | 0.145 | 319.4425 | 0.072862 | 0 | 0 | 0.14572 | 319.4425 | 0.072862 | 0 | 0 | 0.14572
2017-11-22 11:00 | 268.8018 | 0.80119 |  | 287.1466 | 0.0028122 | 0 | 0 | 0.0056244 | 295.6392 | 0.021233 | 0 | 0 | 0.042465 | 302.1288 | 0.035309 | 0 | 0 | 0.070617 | 302.289 | 0.035656 | 0 | 0 | 0.071313 | 302.5294 | 0.036178 | 0 | 0 | 0.072355 | 302.7698 | 0.036699 | 0 | 0 | 0.073398 | 303.0101 | 0.03722 | 0 | 0 | 0.074441 | 303.2505 | 0.037742 | 0 | 0 | 0.075483 | 303.4908 | 0.038263 | 0 | 0 | 0.076526 | 303.7312 | 0.038784 | 0 | 0 | 0.077569 | 303.9715 | 0.039306 | 0 | 0 | 0.078611 | 304.1318 | 0.039653 | 0 | 0 | 0.079306 | 304.3721 | 0.040175 | 0 | 0 | 0.080349 | 304.6125 | 0.040696 | 0 | 0 | 0.081392 | 304.8529 | 0.041217 | 0 | 0 | 0.082434 | 305.0131 | 0.041565 | 0 | 0 | 0.083129 | 305.2534 | 0.042086 | 0 | 0 | 0.084172 | 305.4137 | 0.042434 | 0 | 0 | 0.084867 | 305.5739 | 0.042781 | 0 | 0 | 0.085562 | 305.8143 | 0.043303 | 0 | 0 | 0.086605 | 305.9745 | 0.04365 | 0 | 0 | 0.0873 | 306.2149 | 0.044171 | 0 | 0 | 0.088343 | 306.3751 | 0.044519 | 0 | 0 | 0.089038 | 306.6155 | 0.04504 | 0 | 0 | 0.090081 | 306.7757 | 0.045388 | 0 | 0 | 0.090776 | 306.7757 | 0.045388 | 0 | 0 | 0.090776
2017-11-22 12:00 | 280.7524 | 0.83681 |  | 299.9127 | 0.030502 | 0 | 0 | 0.061004 | 308.7829 | 0.049741 | 0 | 0 | 0.099483 | 315.561 | 0.064443 | 0 | 0 | 0.12889 | 315.7284 | 0.064806 | 0 | 0 | 0.12961 | 315.9794 | 0.065351 | 0 | 0 | 0.1307 | 316.2305 | 0.065895 | 0 | 0 | 0.13179 | 316.4815 | 0.06644 | 0 | 0 | 0.13288 | 316.7326 | 0.066984 | 0 | 0 | 0.13397 | 316.9836 | 0.067529 | 0 | 0 | 0.13506 | 317.2347 | 0.068073 | 0 | 0 | 0.13615 | 317.4857 | 0.068618 | 0 | 0 | 0.13724 | 317.6531 | 0.068981 | 0 | 0 | 0.13796 | 317.9041 | 0.069525 | 0 | 0 | 0.13905 | 318.1551 | 0.07007 | 0 | 0 | 0.14014 | 318.4062 | 0.070614 | 0 | 0 | 0.14123 | 318.5735 | 0.070977 | 0 | 0 | 0.14195 | 318.8246 | 0.071522 | 0 | 0 | 0.14304 | 318.992 | 0.071885 | 0 | 0 | 0.14377 | 319.1593 | 0.072248 | 0 | 0 | 0.1445 | 319.4104 | 0.072792 | 0 | 0 | 0.14558 | 319.5777 | 0.073155 | 0 | 0 | 0.14631 | 319.8288 | 0.0737 | 0 | 0 | 0.1474 | 319.9961 | 0.074063 | 0 | 0 | 0.14813 | 320.2472 | 0.074607 | 0 | 0 | 0.14921 | 320.4145 | 0.07497 | 0 | 0 | 0.14994 | 320.4145 | 0.07497 | 0 | 0 | 0.14994
2017-11-22 13:00 | 280.039 | 0.83468 |  | 299.1507 | 0.028849 | 0 | 0 | 0.057698 | 307.9983 | 0.04804 | 0 | 0 | 0.096079 | 314.7593 | 0.062704 | 0 | 0 | 0.12541 | 314.9262 | 0.063066 | 0 | 0 | 0.12613 | 315.1766 | 0.063609 | 0 | 0 | 0.12722 | 315.427 | 0.064153 | 0 | 0 | 0.12831 | 315.6774 | 0.064696 | 0 | 0 | 0.12939 | 315.9278 | 0.065239 | 0 | 0 | 0.13048 | 316.1782 | 0.065782 | 0 | 0 | 0.13156 | 316.4286 | 0.066325 | 0 | 0 | 0.13265 | 316.679 | 0.066868 | 0 | 0 | 0.13374 | 316.846 | 0.06723 | 0 | 0 | 0.13446 | 317.0964 | 0.067773 | 0 | 0 | 0.13555 | 317.3468 | 0.068317 | 0 | 0 | 0.13663 | 317.5972 | 0.06886 | 0 | 0 | 0.13772 | 317.7641 | 0.069222 | 0 | 0 | 0.13844 | 318.0145 | 0.069765 | 0 | 0 | 0.13953 | 318.1815 | 0.070127 | 0 | 0 | 0.14025 | 318.3484 | 0.070489 | 0 | 0 | 0.14098 | 318.5988 | 0.071032 | 0 | 0 | 0.14206 | 318.7658 | 0.071394 | 0 | 0 | 0.14279 | 319.0162 | 0.071937 | 0 | 0 | 0.14387 | 319.1831 | 0.072299 | 0 | 0 | 0.1446 | 319.4335 | 0.072843 | 0 | 0 | 0.14569 | 319.6004 | 0.073205 | 0 | 0 | 0.14641 | 319.6004 | 0.073205 | 0 | 0 | 0.14641
2017-11-22 14:00 | 277.0565 | 0.82579 |  | 295.9647 | 0.021939 | 0 | 0 | 0.043877 | 304.7181 | 0.040925 | 0 | 0 | 0.08185 | 311.407 | 0.055433 | 0 | 0 | 0.11087 | 311.5722 | 0.055791 | 0 | 0 | 0.11158 | 311.8199 | 0.056329 | 0 | 0 | 0.11266 | 312.0676 | 0.056866 | 0 | 0 | 0.11373 | 312.3154 | 0.057403 | 0 | 0 | 0.11481 | 312.5631 | 0.057941 | 0 | 0 | 0.11588 | 312.8109 | 0.058478 | 0 | 0 | 0.11696 | 313.0586 | 0.059015 | 0 | 0 | 0.11803 | 313.3063 | 0.059553 | 0 | 0 | 0.11911 | 313.4715 | 0.059911 | 0 | 0 | 0.11982 | 313.7192 | 0.060448 | 0 | 0 | 0.1209 | 313.967 | 0.060986 | 0 | 0 | 0.12197 | 314.2147 | 0.061523 | 0 | 0 | 0.12305 | 314.3799 | 0.061881 | 0 | 0 | 0.12376 | 314.6276 | 0.062419 | 0 | 0 | 0.12484 | 314.7928 | 0.062777 | 0 | 0 | 0.12555 | 314.9579 | 0.063135 | 0 | 0 | 0.12627 | 315.2057 | 0.063672 | 0 | 0 | 0.12734 | 315.3708 | 0.064031 | 0 | 0 | 0.12806 | 315.6186 | 0.064568 | 0 | 0 | 0.12914 | 315.7837 | 0.064926 | 0 | 0 | 0.12985 | 316.0315 | 0.065464 | 0 | 0 | 0.13093 | 316.1966 | 0.065822 | 0 | 0 | 0.13164 | 316.1966 | 0.065822 | 0 | 0 | 0.13164
2017-11-22 15:00 | 279.2619 | 0.83237 |  | 298.3205 | 0.027048 | 0 | 0 | 0.054097 | 307.1436 | 0.046186 | 0 | 0 | 0.092371 | 313.8857 | 0.06081 | 0 | 0 | 0.12162 | 314.0522 | 0.061171 | 0 | 0 | 0.12234 | 314.3019 | 0.061712 | 0 | 0 | 0.12342 | 314.5516 | 0.062254 | 0 | 0 | 0.12451 | 314.8013 | 0.062795 | 0 | 0 | 0.12559 | 315.0511 | 0.063337 | 0 | 0 | 0.12667 | 315.3008 | 0.063879 | 0 | 0 | 0.12776 | 315.5505 | 0.06442 | 0 | 0 | 0.12884 | 315.8002 | 0.064962 | 0 | 0 | 0.12992 | 315.9667 | 0.065323 | 0 | 0 | 0.13065 | 316.2164 | 0.065865 | 0 | 0 | 0.13173 | 316.4661 | 0.066406 | 0 | 0 | 0.13281 | 316.7158 | 0.066948 | 0 | 0 | 0.1339 | 316.8823 | 0.067309 | 0 | 0 | 0.13462 | 317.132 | 0.067851 | 0 | 0 | 0.1357 | 317.2984 | 0.068212 | 0 | 0 | 0.13642 | 317.4649 | 0.068573 | 0 | 0 | 0.13715 | 317.7146 | 0.069114 | 0 | 0 | 0.13823 | 317.8811 | 0.069475 | 0 | 0 | 0.13895 | 318.1308 | 0.070017 | 0 | 0 | 0.14003 | 318.2973 | 0.070378 | 0 | 0 | 0.14076 | 318.547 | 0.07092 | 0 | 0 | 0.14184 | 318.7135 | 0.071281 | 0 | 0 | 0.14256 | 318.7135 | 0.071281 | 0 | 0 | 0.14256
2017-11-22 16:00 | 273.2519 | 0.81445 |  | 291.9003 | 0.013123 | 0 | 0 | 0.026246 | 300.5335 | 0.031849 | 0 | 0 | 0.063697 | 307.1306 | 0.046158 | 0 | 0 | 0.092315 | 307.2935 | 0.046511 | 0 | 0 | 0.093022 | 307.5378 | 0.047041 | 0 | 0 | 0.094082 | 307.7822 | 0.047571 | 0 | 0 | 0.095142 | 308.0265 | 0.048101 | 0 | 0 | 0.096202 | 308.2708 | 0.048631 | 0 | 0 | 0.097262 | 308.5152 | 0.049161 | 0 | 0 | 0.098322 | 308.7595 | 0.049691 | 0 | 0 | 0.099381 | 309.0039 | 0.050221 | 0 | 0 | 0.10044 | 309.1667 | 0.050574 | 0 | 0 | 0.10115 | 309.4111 | 0.051104 | 0 | 0 | 0.10221 | 309.6554 | 0.051634 | 0 | 0 | 0.10327 | 309.8998 | 0.052164 | 0 | 0 | 0.10433 | 310.0626 | 0.052517 | 0 | 0 | 0.10503 | 310.307 | 0.053047 | 0 | 0 | 0.10609 | 310.4699 | 0.0534 | 0 | 0 | 0.1068 | 310.6328 | 0.053754 | 0 | 0 | 0.10751 | 310.8771 | 0.054284 | 0 | 0 | 0.10857 | 311.04 | 0.054637 | 0 | 0 | 0.10927 | 311.2843 | 0.055167 | 0 | 0 | 0.11033 | 311.4472 | 0.05552 | 0 | 0 | 0.11104 | 311.6916 | 0.05605 | 0 | 0 | 0.1121 | 311.8544 | 0.056404 | 0 | 0 | 0.11281 | 311.8544 | 0.056404 | 0 | 0 | 0.11281
2017-11-22 17:00 | 280.9584 | 0.83742 |  | 300.1328 | 0.030979 | 0 | 0 | 0.061959 | 309.0095 | 0.050233 | 0 | 0 | 0.10047 | 315.7926 | 0.064946 | 0 | 0 | 0.12989 | 315.9601 | 0.065309 | 0 | 0 | 0.13062 | 316.2113 | 0.065854 | 0 | 0 | 0.13171 | 316.4626 | 0.066399 | 0 | 0 | 0.1328 | 316.7138 | 0.066944 | 0 | 0 | 0.13389 | 316.965 | 0.067488 | 0 | 0 | 0.13498 | 317.2162 | 0.068033 | 0 | 0 | 0.13607 | 317.4675 | 0.068578 | 0 | 0 | 0.13716 | 317.7187 | 0.069123 | 0 | 0 | 0.13825 | 317.8862 | 0.069486 | 0 | 0 | 0.13897 | 318.1374 | 0.070031 | 0 | 0 | 0.14006 | 318.3886 | 0.070576 | 0 | 0 | 0.14115 | 318.6399 | 0.071121 | 0 | 0 | 0.14224 | 318.8073 | 0.071484 | 0 | 0 | 0.14297 | 319.0586 | 0.072029 | 0 | 0 | 0.14406 | 319.2261 | 0.072393 | 0 | 0 | 0.14479 | 319.3935 | 0.072756 | 0 | 0 | 0.14551 | 319.6448 | 0.073301 | 0 | 0 | 0.1466 | 319.8123 | 0.073664 | 0 | 0 | 0.14733 | 320.0635 | 0.074209 | 0 | 0 | 0.14842 | 320.231 | 0.074572 | 0 | 0 | 0.14914 | 320.4822 | 0.075117 | 0 | 0 | 0.15023 | 320.6497 | 0.075481 | 0 | 0 | 0.15096 | 320.6497 | 0.075481 | 0 | 0 | 0.15096
2017-11-22 18:00 | 278.6778 | 0.83063 |  | 297.6965 | 0.025695 | 0 | 0 | 0.05139 | 306.5012 | 0.044792 | 0 | 0 | 0.089585 | 313.2293 | 0.059386 | 0 | 0 | 0.11877 | 313.3954 | 0.059746 | 0 | 0 | 0.11949 | 313.6446 | 0.060286 | 0 | 0 | 0.12057 | 313.8938 | 0.060827 | 0 | 0 | 0.12165 | 314.1429 | 0.061367 | 0 | 0 | 0.12273 | 314.3921 | 0.061908 | 0 | 0 | 0.12382 | 314.6413 | 0.062448 | 0 | 0 | 0.1249 | 314.8905 | 0.062989 | 0 | 0 | 0.12598 | 315.1397 | 0.063529 | 0 | 0 | 0.12706 | 315.3058 | 0.06389 | 0 | 0 | 0.12778 | 315.555 | 0.06443 | 0 | 0 | 0.12886 | 315.8042 | 0.064971 | 0 | 0 | 0.12994 | 316.0534 | 0.065511 | 0 | 0 | 0.13102 | 316.2195 | 0.065871 | 0 | 0 | 0.13174 | 316.4687 | 0.066412 | 0 | 0 | 0.13282 | 316.6348 | 0.066772 | 0 | 0 | 0.13354 | 316.801 | 0.067133 | 0 | 0 | 0.13427 | 317.0501 | 0.067673 | 0 | 0 | 0.13535 | 317.2163 | 0.068033 | 0 | 0 | 0.13607 | 317.4655 | 0.068574 | 0 | 0 | 0.13715 | 317.6316 | 0.068934 | 0 | 0 | 0.13787 | 317.8808 | 0.069475 | 0 | 0 | 0.13895 | 318.0469 | 0.069835 | 0 | 0 | 0.13967 | 318.0469 | 0.069835 | 0 | 0 | 0.13967
2017-11-22 19:00 | 273.1288 | 0.81409 |  | 291.7689 | 0.012838 | 0 | 0 | 0.025676 | 300.3982 | 0.031555 | 0 | 0 | 0.06311 | 306.9923 | 0.045858 | 0 | 0 | 0.091715 | 307.1551 | 0.046211 | 0 | 0 | 0.092422 | 307.3993 | 0.046741 | 0 | 0 | 0.093481 | 307.6436 | 0.04727 | 0 | 0 | 0.094541 | 307.8878 | 0.0478 | 0 | 0 | 0.0956 | 308.132 | 0.04833 | 0 | 0 | 0.096659 | 308.3763 | 0.048859 | 0 | 0 | 0.097719 | 308.6205 | 0.049389 | 0 | 0 | 0.098778 | 308.8647 | 0.049919 | 0 | 0 | 0.099838 | 309.0275 | 0.050272 | 0 | 0 | 0.10054 | 309.2718 | 0.050802 | 0 | 0 | 0.1016 | 309.516 | 0.051332 | 0 | 0 | 0.10266 | 309.7602 | 0.051861 | 0 | 0 | 0.10372 | 309.923 | 0.052214 | 0 | 0 | 0.10443 | 310.1672 | 0.052744 | 0 | 0 | 0.10549 | 310.3301 | 0.053097 | 0 | 0 | 0.10619 | 310.4929 | 0.05345 | 0 | 0 | 0.1069 | 310.7371 | 0.05398 | 0 | 0 | 0.10796 | 310.8999 | 0.054333 | 0 | 0 | 0.10867 | 311.1442 | 0.054863 | 0 | 0 | 0.10973 | 311.307 | 0.055216 | 0 | 0 | 0.11043 | 311.5512 | 0.055746 | 0 | 0 | 0.11149 | 311.714 | 0.056099 | 0 | 0 | 0.1122 | 311.714 | 0.056099 | 0 | 0 | 0.1122
2017-11-22 20:00 | 267.4679 | 0.79721 |  | 285.7216 | 0 | 0 | 0 | 0 | 294.172 | 0.018051 | 0 | 0 | 0.036101 | 300.6295 | 0.032057 | 0 | 0 | 0.064113 | 300.7889 | 0.032403 | 0 | 0 | 0.064805 | 301.0281 | 0.032921 | 0 | 0 | 0.065843 | 301.2673 | 0.03344 | 0 | 0 | 0.06688 | 301.5064 | 0.033959 | 0 | 0 | 0.067918 | 301.7456 | 0.034478 | 0 | 0 | 0.068955 | 301.9847 | 0.034996 | 0 | 0 | 0.069993 | 302.2239 | 0.035515 | 0 | 0 | 0.07103 | 302.4631 | 0.036034 | 0 | 0 | 0.072068 | 302.6225 | 0.03638 | 0 | 0 | 0.072759 | 302.8617 | 0.036898 | 0 | 0 | 0.073797 | 303.1008 | 0.037417 | 0 | 0 | 0.074834 | 303.34 | 0.037936 | 0 | 0 | 0.075872 | 303.4995 | 0.038282 | 0 | 0 | 0.076563 | 303.7386 | 0.0388 | 0 | 0 | 0.077601 | 303.8981 | 0.039146 | 0 | 0 | 0.078292 | 304.0575 | 0.039492 | 0 | 0 | 0.078984 | 304.2967 | 0.040011 | 0 | 0 | 0.080022 | 304.4561 | 0.040357 | 0 | 0 | 0.080713 | 304.6953 | 0.040875 | 0 | 0 | 0.081751 | 304.8547 | 0.041221 | 0 | 0 | 0.082442 | 305.0939 | 0.04174 | 0 | 0 | 0.08348 | 305.2533 | 0.042086 | 0 | 0 | 0.084172 | 305.2533 | 0.042086 | 0 | 0 | 0.084172
2017-11-22 21:00 | 269.9155 | 0.80451 |  | 288.3362 | 0.0053926 | 0 | 0 | 0.010785 | 296.864 | 0.023889 | 0 | 0 | 0.047779 | 303.3806 | 0.038024 | 0 | 0 | 0.076048 | 303.5415 | 0.038373 | 0 | 0 | 0.076746 | 303.7828 | 0.038896 | 0 | 0 | 0.077793 | 304.0242 | 0.03942 | 0 | 0 | 0.07884 | 304.2655 | 0.039943 | 0 | 0 | 0.079887 | 304.5069 | 0.040467 | 0 | 0 | 0.080934 | 304.7482 | 0.04099 | 0 | 0 | 0.081981 | 304.9896 | 0.041514 | 0 | 0 | 0.083028 | 305.2309 | 0.042037 | 0 | 0 | 0.084074 | 305.3918 | 0.042386 | 0 | 0 | 0.084772 | 305.6332 | 0.04291 | 0 | 0 | 0.085819 | 305.8745 | 0.043433 | 0 | 0 | 0.086866 | 306.1159 | 0.043957 | 0 | 0 | 0.087913 | 306.2768 | 0.044306 | 0 | 0 | 0.088611 | 306.5182 | 0.044829 | 0 | 0 | 0.089658 | 306.6791 | 0.045178 | 0 | 0 | 0.090356 | 306.84 | 0.045527 | 0 | 0 | 0.091054 | 307.0813 | 0.046051 | 0 | 0 | 0.092101 | 307.2422 | 0.0464 | 0 | 0 | 0.092799 | 307.4836 | 0.046923 | 0 | 0 | 0.093846 | 307.6445 | 0.047272 | 0 | 0 | 0.094544 | 307.8858 | 0.047796 | 0 | 0 | 0.095591 | 308.0467 | 0.048145 | 0 | 0 | 0.096289 | 308.0467 | 0.048145 | 0 | 0 | 0.096289
2017-11-22 22:00 | 271.1808 | 0.80828 |  | 289.6879 | 0.0083245 | 0 | 0 | 0.016649 | 298.2557 | 0.026908 | 0 | 0 | 0.053816 | 304.8028 | 0.041109 | 0 | 0 | 0.082217 | 304.9645 | 0.041459 | 0 | 0 | 0.082918 | 305.2069 | 0.041985 | 0 | 0 | 0.08397 | 305.4494 | 0.042511 | 0 | 0 | 0.085022 | 305.6919 | 0.043037 | 0 | 0 | 0.086074 | 305.9344 | 0.043563 | 0 | 0 | 0.087126 | 306.1769 | 0.044089 | 0 | 0 | 0.088178 | 306.4194 | 0.044615 | 0 | 0 | 0.08923 | 306.6618 | 0.045141 | 0 | 0 | 0.090282 | 306.8235 | 0.045492 | 0 | 0 | 0.090983 | 307.066 | 0.046017 | 0 | 0 | 0.092035 | 307.3085 | 0.046543 | 0 | 0 | 0.093087 | 307.551 | 0.047069 | 0 | 0 | 0.094139 | 307.7126 | 0.04742 | 0 | 0 | 0.09484 | 307.9551 | 0.047946 | 0 | 0 | 0.095892 | 308.1167 | 0.048297 | 0 | 0 | 0.096593 | 308.2784 | 0.048647 | 0 | 0 | 0.097294 | 308.5209 | 0.049173 | 0 | 0 | 0.098346 | 308.6825 | 0.049524 | 0 | 0 | 0.099048 | 308.925 | 0.05005 | 0 | 0 | 0.1001 | 309.0867 | 0.0504 | 0 | 0 | 0.1008 | 309.3292 | 0.050926 | 0 | 0 | 0.10185 | 309.4908 | 0.051277 | 0 | 0 | 0.10255 | 309.4908 | 0.051277 | 0 | 0 | 0.10255
2017-11-22 23:00 | 272.4939 | 0.81219 |  | 291.0906 | 0.011367 | 0 | 0 | 0.022734 | 299.6999 | 0.03004 | 0 | 0 | 0.060081 | 306.2786 | 0.04431 | 0 | 0 | 0.088619 | 306.4411 | 0.044662 | 0 | 0 | 0.089324 | 306.6847 | 0.045191 | 0 | 0 | 0.090381 | 306.9284 | 0.045719 | 0 | 0 | 0.091438 | 307.1721 | 0.046248 | 0 | 0 | 0.092495 | 307.4157 | 0.046776 | 0 | 0 | 0.093552 | 307.6594 | 0.047305 | 0 | 0 | 0.094609 | 307.903 | 0.047833 | 0 | 0 | 0.095666 | 308.1467 | 0.048362 | 0 | 0 | 0.096723 | 308.3091 | 0.048714 | 0 | 0 | 0.097428 | 308.5528 | 0.049242 | 0 | 0 | 0.098485 | 308.7964 | 0.049771 | 0 | 0 | 0.099542 | 309.0401 | 0.050299 | 0 | 0 | 0.1006 | 309.2025 | 0.050652 | 0 | 0 | 0.1013 | 309.4462 | 0.05118 | 0 | 0 | 0.10236 | 309.6086 | 0.051532 | 0 | 0 | 0.10306 | 309.7711 | 0.051885 | 0 | 0 | 0.10377 | 310.0147 | 0.052413 | 0 | 0 | 0.10483 | 310.1772 | 0.052766 | 0 | 0 | 0.10553 | 310.4208 | 0.053294 | 0 | 0 | 0.10659 | 310.5833 | 0.053646 | 0 | 0 | 0.10729 | 310.8269 | 0.054175 | 0 | 0 | 0.10835 | 310.9894 | 0.054527 | 0 | 0 | 0.10905 | 310.9894 | 0.054527 | 0 | 0 | 0.10905
2017-11-23 | 272.594 | 0.81249 |  | 291.1975 | 0.011599 | 0 | 0 | 0.023198 | 299.8099 | 0.030279 | 0 | 0 | 0.060558 | 306.3911 | 0.044554 | 0 | 0 | 0.089107 | 306.5536 | 0.044906 | 0 | 0 | 0.089812 | 306.7974 | 0.045435 | 0 | 0 | 0.09087 | 307.0411 | 0.045964 | 0 | 0 | 0.091927 | 307.2849 | 0.046492 | 0 | 0 | 0.092985 | 307.5286 | 0.047021 | 0 | 0 | 0.094042 | 307.7724 | 0.04755 | 0 | 0 | 0.095099 | 308.0161 | 0.048078 | 0 | 0 | 0.096157 | 308.2599 | 0.048607 | 0 | 0 | 0.097214 | 308.4224 | 0.048959 | 0 | 0 | 0.097919 | 308.6661 | 0.049488 | 0 | 0 | 0.098976 | 308.9099 | 0.050017 | 0 | 0 | 0.10003 | 309.1536 | 0.050546 | 0 | 0 | 0.10109 | 309.3161 | 0.050898 | 0 | 0 | 0.1018 | 309.5599 | 0.051427 | 0 | 0 | 0.10285 | 309.7224 | 0.051779 | 0 | 0 | 0.10356 | 309.8849 | 0.052132 | 0 | 0 | 0.10426 | 310.1286 | 0.05266 | 0 | 0 | 0.10532 | 310.2911 | 0.053013 | 0 | 0 | 0.10603 | 310.5349 | 0.053541 | 0 | 0 | 0.10708 | 310.6974 | 0.053894 | 0 | 0 | 0.10779 | 310.9411 | 0.054423 | 0 | 0 | 0.10885 | 311.1036 | 0.054775 | 0 | 0 | 0.10955 | 311.1036 | 0.054775 | 0 | 0 | 0.10955
2017-11-23 01:00 | 278.3897 | 0.82977 |  | 297.3888 | 0.025028 | 0 | 0 | 0.050055 | 306.1843 | 0.044105 | 0 | 0 | 0.08821 | 312.9054 | 0.058683 | 0 | 0 | 0.11737 | 313.0714 | 0.059043 | 0 | 0 | 0.11809 | 313.3203 | 0.059583 | 0 | 0 | 0.11917 | 313.5692 | 0.060123 | 0 | 0 | 0.12025 | 313.8182 | 0.060663 | 0 | 0 | 0.12133 | 314.0671 | 0.061203 | 0 | 0 | 0.12241 | 314.316 | 0.061743 | 0 | 0 | 0.12349 | 314.565 | 0.062283 | 0 | 0 | 0.12457 | 314.8139 | 0.062823 | 0 | 0 | 0.12565 | 314.9798 | 0.063183 | 0 | 0 | 0.12637 | 315.2288 | 0.063723 | 0 | 0 | 0.12745 | 315.4777 | 0.064262 | 0 | 0 | 0.12852 | 315.7266 | 0.064802 | 0 | 0 | 0.1296 | 315.8926 | 0.065162 | 0 | 0 | 0.13032 | 316.1415 | 0.065702 | 0 | 0 | 0.1314 | 316.3075 | 0.066062 | 0 | 0 | 0.13212 | 316.4734 | 0.066422 | 0 | 0 | 0.13284 | 316.7224 | 0.066962 | 0 | 0 | 0.13392 | 316.8883 | 0.067322 | 0 | 0 | 0.13464 | 317.1372 | 0.067862 | 0 | 0 | 0.13572 | 317.3032 | 0.068222 | 0 | 0 | 0.13644 | 317.5521 | 0.068762 | 0 | 0 | 0.13752 | 317.7181 | 0.069122 | 0 | 0 | 0.13824 | 317.7181 | 0.069122 | 0 | 0 | 0.13824
2017-11-23 02:00 | 282.0835 | 0.84078 |  | 301.3347 | 0.033586 | 0 | 0 | 0.067173 | 310.2469 | 0.052917 | 0 | 0 | 0.10583 | 317.0572 | 0.067689 | 0 | 0 | 0.13538 | 317.2254 | 0.068053 | 0 | 0 | 0.13611 | 317.4776 | 0.0686 | 0 | 0 | 0.1372 | 317.7299 | 0.069147 | 0 | 0 | 0.13829 | 317.9821 | 0.069695 | 0 | 0 | 0.13939 | 318.2343 | 0.070242 | 0 | 0 | 0.14048 | 318.4866 | 0.070789 | 0 | 0 | 0.14158 | 318.7388 | 0.071336 | 0 | 0 | 0.14267 | 318.991 | 0.071883 | 0 | 0 | 0.14377 | 319.1592 | 0.072248 | 0 | 0 | 0.1445 | 319.4114 | 0.072795 | 0 | 0 | 0.14559 | 319.6637 | 0.073342 | 0 | 0 | 0.14668 | 319.9159 | 0.073889 | 0 | 0 | 0.14778 | 320.084 | 0.074254 | 0 | 0 | 0.14851 | 320.3363 | 0.074801 | 0 | 0 | 0.1496 | 320.5044 | 0.075165 | 0 | 0 | 0.15033 | 320.6726 | 0.07553 | 0 | 0 | 0.15106 | 320.9248 | 0.076077 | 0 | 0 | 0.15215 | 321.093 | 0.076442 | 0 | 0 | 0.15288 | 321.3452 | 0.076989 | 0 | 0 | 0.15398 | 321.5134 | 0.077354 | 0 | 0 | 0.15471 | 321.7656 | 0.077901 | 0 | 0 | 0.1558 | 321.9338 | 0.078266 | 0 | 0 | 0.15653 | 321.9338 | 0.078266 | 0 | 0 | 0.15653
2017-11-23 03:00 | 289.5532 | 0.86304 |  | 309.3141 | 0.050894 | 0 | 0 | 0.10179 | 318.4624 | 0.070736 | 0 | 0 | 0.14147 | 325.453 | 0.085899 | 0 | 0 | 0.1718 | 325.6256 | 0.086273 | 0 | 0 | 0.17255 | 325.8845 | 0.086835 | 0 | 0 | 0.17367 | 326.1434 | 0.087396 | 0 | 0 | 0.17479 | 326.4023 | 0.087958 | 0 | 0 | 0.17592 | 326.6613 | 0.08852 | 0 | 0 | 0.17704 | 326.9202 | 0.089081 | 0 | 0 | 0.17816 | 327.1791 | 0.089643 | 0 | 0 | 0.17929 | 327.438 | 0.090204 | 0 | 0 | 0.18041 | 327.6106 | 0.090579 | 0 | 0 | 0.18116 | 327.8695 | 0.09114 | 0 | 0 | 0.18228 | 328.1284 | 0.091702 | 0 | 0 | 0.1834 | 328.3873 | 0.092263 | 0 | 0 | 0.18453 | 328.56 | 0.092638 | 0 | 0 | 0.18528 | 328.8189 | 0.093199 | 0 | 0 | 0.1864 | 328.9915 | 0.093574 | 0 | 0 | 0.18715 | 329.1641 | 0.093948 | 0 | 0 | 0.1879 | 329.423 | 0.09451 | 0 | 0 | 0.18902 | 329.5956 | 0.094884 | 0 | 0 | 0.18977 | 329.8545 | 0.095446 | 0 | 0 | 0.19089 | 330.0271 | 0.09582 | 0 | 0 | 0.19164 | 330.286 | 0.096382 | 0 | 0 | 0.19276 | 330.4586 | 0.096756 | 0 | 0 | 0.19351 | 330.4586 | 0.096756 | 0 | 0 | 0.19351
2017-11-23 04:00 | 293.7717 | 0.87562 |  | 313.8206 | 0.060668 | 0 | 0 | 0.12134 | 323.1021 | 0.0808 | 0 | 0 | 0.1616 | 330.1946 | 0.096183 | 0 | 0 | 0.19237 | 330.3697 | 0.096563 | 0 | 0 | 0.19313 | 330.6324 | 0.097133 | 0 | 0 | 0.19427 | 330.8951 | 0.097703 | 0 | 0 | 0.19541 | 331.1578 | 0.098273 | 0 | 0 | 0.19655 | 331.4205 | 0.098842 | 0 | 0 | 0.19768 | 331.6832 | 0.099412 | 0 | 0 | 0.19882 | 331.9458 | 0.099982 | 0 | 0 | 0.19996 | 332.2085 | 0.10055 | 0 | 0 | 0.2011 | 332.3836 | 0.10093 | 0 | 0 | 0.20186 | 332.6463 | 0.1015 | 0 | 0 | 0.203 | 332.909 | 0.10207 | 0 | 0 | 0.20414 | 333.1717 | 0.10264 | 0 | 0 | 0.20528 | 333.3468 | 0.10302 | 0 | 0 | 0.20604 | 333.6095 | 0.10359 | 0 | 0 | 0.20718 | 333.7846 | 0.10397 | 0 | 0 | 0.20794 | 333.9598 | 0.10435 | 0 | 0 | 0.2087 | 334.2224 | 0.10492 | 0 | 0 | 0.20984 | 334.3976 | 0.1053 | 0 | 0 | 0.2106 | 334.6602 | 0.10587 | 0 | 0 | 0.21174 | 334.8354 | 0.10625 | 0 | 0 | 0.2125 | 335.0981 | 0.10682 | 0 | 0 | 0.21364 | 335.2732 | 0.1072 | 0 | 0 | 0.2144 | 335.2732 | 0.1072 | 0 | 0 | 0.2144
2017-11-23 05:00 | 268.6192 | 0.80065 |  | 286.9515 | 0.0023891 | 0 | 0 | 0.0047782 | 295.4383 | 0.020797 | 0 | 0 | 0.041594 | 301.9235 | 0.034864 | 0 | 0 | 0.069727 | 302.0837 | 0.035211 | 0 | 0 | 0.070422 | 302.3239 | 0.035732 | 0 | 0 | 0.071464 | 302.5641 | 0.036253 | 0 | 0 | 0.072506 | 302.8043 | 0.036774 | 0 | 0 | 0.073548 | 303.0444 | 0.037295 | 0 | 0 | 0.07459 | 303.2846 | 0.037816 | 0 | 0 | 0.075631 | 303.5248 | 0.038337 | 0 | 0 | 0.076673 | 303.765 | 0.038858 | 0 | 0 | 0.077715 | 303.9252 | 0.039205 | 0 | 0 | 0.07841 | 304.1654 | 0.039726 | 0 | 0 | 0.079452 | 304.4055 | 0.040247 | 0 | 0 | 0.080494 | 304.6457 | 0.040768 | 0 | 0 | 0.081536 | 304.8059 | 0.041115 | 0 | 0 | 0.082231 | 305.0461 | 0.041636 | 0 | 0 | 0.083273 | 305.2062 | 0.041984 | 0 | 0 | 0.083967 | 305.3663 | 0.042331 | 0 | 0 | 0.084662 | 305.6065 | 0.042852 | 0 | 0 | 0.085704 | 305.7666 | 0.043199 | 0 | 0 | 0.086398 | 306.0068 | 0.04372 | 0 | 0 | 0.08744 | 306.167 | 0.044068 | 0 | 0 | 0.088135 | 306.4072 | 0.044588 | 0 | 0 | 0.089177 | 306.5673 | 0.044936 | 0 | 0 | 0.089872 | 306.5673 | 0.044936 | 0 | 0 | 0.089872
2017-11-23 06:00 | 285.1565 | 0.84994 |  | 304.6174 | 0.040706 | 0 | 0 | 0.081413 | 313.6267 | 0.060248 | 0 | 0 | 0.1205 | 320.5112 | 0.07518 | 0 | 0 | 0.15036 | 320.6812 | 0.075549 | 0 | 0 | 0.1511 | 320.9361 | 0.076102 | 0 | 0 | 0.1522 | 321.1911 | 0.076655 | 0 | 0 | 0.15331 | 321.4461 | 0.077208 | 0 | 0 | 0.15442 | 321.7011 | 0.077761 | 0 | 0 | 0.15552 | 321.9561 | 0.078314 | 0 | 0 | 0.15663 | 322.211 | 0.078867 | 0 | 0 | 0.15773 | 322.466 | 0.07942 | 0 | 0 | 0.15884 | 322.636 | 0.079789 | 0 | 0 | 0.15958 | 322.891 | 0.080342 | 0 | 0 | 0.16068 | 323.146 | 0.080895 | 0 | 0 | 0.16179 | 323.401 | 0.081448 | 0 | 0 | 0.1629 | 323.5709 | 0.081817 | 0 | 0 | 0.16363 | 323.8259 | 0.08237 | 0 | 0 | 0.16474 | 323.9959 | 0.082738 | 0 | 0 | 0.16548 | 324.1659 | 0.083107 | 0 | 0 | 0.16621 | 324.4209 | 0.08366 | 0 | 0 | 0.16732 | 324.5909 | 0.084029 | 0 | 0 | 0.16806 | 324.8458 | 0.084582 | 0 | 0 | 0.16916 | 325.0158 | 0.084951 | 0 | 0 | 0.1699 | 325.2708 | 0.085504 | 0 | 0 | 0.17101 | 325.4408 | 0.085872 | 0 | 0 | 0.17174 | 325.4408 | 0.085872 | 0 | 0 | 0.17174
2017-11-23 07:00 | 304.4268 | 0.90737 |  | 325.2028 | 0.085356 | 0 | 0 | 0.17071 | 334.821 | 0.10622 | 0 | 0 | 0.21244 | 342.1707 | 0.12216 | 0 | 0 | 0.24432 | 342.3522 | 0.12255 | 0 | 0 | 0.24511 | 342.6244 | 0.12314 | 0 | 0 | 0.24629 | 342.8966 | 0.12373 | 0 | 0 | 0.24747 | 343.1688 | 0.12432 | 0 | 0 | 0.24865 | 343.441 | 0.12491 | 0 | 0 | 0.24983 | 343.7132 | 0.12551 | 0 | 0 | 0.25101 | 343.9855 | 0.1261 | 0 | 0 | 0.25219 | 344.2577 | 0.12669 | 0 | 0 | 0.25337 | 344.4391 | 0.12708 | 0 | 0 | 0.25416 | 344.7114 | 0.12767 | 0 | 0 | 0.25534 | 344.9836 | 0.12826 | 0 | 0 | 0.25652 | 345.2558 | 0.12885 | 0 | 0 | 0.2577 | 345.4373 | 0.12924 | 0 | 0 | 0.25849 | 345.7095 | 0.12984 | 0 | 0 | 0.25967 | 345.8909 | 0.13023 | 0 | 0 | 0.26046 | 346.0724 | 0.13062 | 0 | 0 | 0.26124 | 346.3446 | 0.13121 | 0 | 0 | 0.26243 | 346.5261 | 0.13161 | 0 | 0 | 0.26321 | 346.7983 | 0.1322 | 0 | 0 | 0.26439 | 346.9798 | 0.13259 | 0 | 0 | 0.26518 | 347.252 | 0.13318 | 0 | 0 | 0.26636 | 347.4335 | 0.13357 | 0 | 0 | 0.26715 | 347.4335 | 0.13357 | 0 | 0 | 0.26715
2017-11-23 08:00 | 301.4406 | 0.89847 |  | 322.0128 | 0.078437 | 0 | 0 | 0.15687 | 331.5366 | 0.099094 | 0 | 0 | 0.19819 | 338.8142 | 0.11488 | 0 | 0 | 0.22976 | 338.9939 | 0.11527 | 0 | 0 | 0.23054 | 339.2635 | 0.11585 | 0 | 0 | 0.23171 | 339.533 | 0.11644 | 0 | 0 | 0.23288 | 339.8026 | 0.11702 | 0 | 0 | 0.23405 | 340.0721 | 0.11761 | 0 | 0 | 0.23522 | 340.3416 | 0.11819 | 0 | 0 | 0.23638 | 340.6112 | 0.11878 | 0 | 0 | 0.23755 | 340.8807 | 0.11936 | 0 | 0 | 0.23872 | 341.0604 | 0.11975 | 0 | 0 | 0.2395 | 341.33 | 0.12034 | 0 | 0 | 0.24067 | 341.5995 | 0.12092 | 0 | 0 | 0.24184 | 341.869 | 0.12151 | 0 | 0 | 0.24301 | 342.0487 | 0.1219 | 0 | 0 | 0.24379 | 342.3183 | 0.12248 | 0 | 0 | 0.24496 | 342.498 | 0.12287 | 0 | 0 | 0.24574 | 342.6777 | 0.12326 | 0 | 0 | 0.24652 | 342.9472 | 0.12384 | 0 | 0 | 0.24769 | 343.1269 | 0.12423 | 0 | 0 | 0.24847 | 343.3964 | 0.12482 | 0 | 0 | 0.24964 | 343.5761 | 0.12521 | 0 | 0 | 0.25042 | 343.8457 | 0.12579 | 0 | 0 | 0.25159 | 344.0254 | 0.12618 | 0 | 0 | 0.25236 | 344.0254 | 0.12618 | 0 | 0 | 0.25236
2017-11-23 09:00 | 306.5207 | 0.91362 |  | 327.4396 | 0.090208 | 0 | 0 | 0.18042 | 337.124 | 0.11121 | 0 | 0 | 0.22243 | 344.5242 | 0.12726 | 0 | 0 | 0.25453 | 344.707 | 0.12766 | 0 | 0 | 0.25532 | 344.981 | 0.12826 | 0 | 0 | 0.25651 | 345.2551 | 0.12885 | 0 | 0 | 0.2577 | 345.5292 | 0.12944 | 0 | 0 | 0.25889 | 345.8033 | 0.13004 | 0 | 0 | 0.26008 | 346.0774 | 0.13063 | 0 | 0 | 0.26127 | 346.3515 | 0.13123 | 0 | 0 | 0.26246 | 346.6255 | 0.13182 | 0 | 0 | 0.26364 | 346.8083 | 0.13222 | 0 | 0 | 0.26444 | 347.0824 | 0.13281 | 0 | 0 | 0.26563 | 347.3564 | 0.13341 | 0 | 0 | 0.26681 | 347.6305 | 0.134 | 0 | 0 | 0.268 | 347.8132 | 0.1344 | 0 | 0 | 0.2688 | 348.0873 | 0.13499 | 0 | 0 | 0.26999 | 348.2701 | 0.13539 | 0 | 0 | 0.27078 | 348.4528 | 0.13579 | 0 | 0 | 0.27157 | 348.7269 | 0.13638 | 0 | 0 | 0.27276 | 348.9096 | 0.13678 | 0 | 0 | 0.27355 | 349.1837 | 0.13737 | 0 | 0 | 0.27474 | 349.3664 | 0.13777 | 0 | 0 | 0.27553 | 349.6405 | 0.13836 | 0 | 0 | 0.27672 | 349.8232 | 0.13876 | 0 | 0 | 0.27752 | 349.8232 | 0.13876 | 0 | 0 | 0.27752
2017-11-23 10:00 | 298.9215 | 0.89096 |  | 319.3218 | 0.0726 | 0 | 0 | 0.1452 | 328.7661 | 0.093085 | 0 | 0 | 0.18617 | 335.9829 | 0.10874 | 0 | 0 | 0.21748 | 336.1611 | 0.10912 | 0 | 0 | 0.21825 | 336.4284 | 0.1097 | 0 | 0 | 0.21941 | 336.6957 | 0.11028 | 0 | 0 | 0.22057 | 336.9629 | 0.11086 | 0 | 0 | 0.22173 | 337.2302 | 0.11144 | 0 | 0 | 0.22289 | 337.4975 | 0.11202 | 0 | 0 | 0.22405 | 337.7648 | 0.1126 | 0 | 0 | 0.22521 | 338.0321 | 0.11318 | 0 | 0 | 0.22637 | 338.2103 | 0.11357 | 0 | 0 | 0.22714 | 338.4776 | 0.11415 | 0 | 0 | 0.2283 | 338.7449 | 0.11473 | 0 | 0 | 0.22946 | 339.0122 | 0.11531 | 0 | 0 | 0.23062 | 339.1904 | 0.1157 | 0 | 0 | 0.23139 | 339.4576 | 0.11627 | 0 | 0 | 0.23255 | 339.6358 | 0.11666 | 0 | 0 | 0.23332 | 339.814 | 0.11705 | 0 | 0 | 0.2341 | 340.0813 | 0.11763 | 0 | 0 | 0.23526 | 340.2595 | 0.11801 | 0 | 0 | 0.23603 | 340.5268 | 0.11859 | 0 | 0 | 0.23719 | 340.705 | 0.11898 | 0 | 0 | 0.23796 | 340.9723 | 0.11956 | 0 | 0 | 0.23912 | 341.1505 | 0.11995 | 0 | 0 | 0.23989 | 341.1505 | 0.11995 | 0 | 0 | 0.23989
2017-11-23 11:00 | 295.0171 | 0.87933 |  | 315.151 | 0.063554 | 0 | 0 | 0.12711 | 324.4718 | 0.083771 | 0 | 0 | 0.16754 | 331.5944 | 0.09922 | 0 | 0 | 0.19844 | 331.7703 | 0.099601 | 0 | 0 | 0.1992 | 332.0341 | 0.10017 | 0 | 0 | 0.20035 | 332.2979 | 0.10075 | 0 | 0 | 0.20149 | 332.5617 | 0.10132 | 0 | 0 | 0.20264 | 332.8255 | 0.10189 | 0 | 0 | 0.20378 | 333.0893 | 0.10246 | 0 | 0 | 0.20492 | 333.3531 | 0.10303 | 0 | 0 | 0.20607 | 333.6169 | 0.10361 | 0 | 0 | 0.20721 | 333.7927 | 0.10399 | 0 | 0 | 0.20798 | 334.0565 | 0.10456 | 0 | 0 | 0.20912 | 334.3203 | 0.10513 | 0 | 0 | 0.21026 | 334.5841 | 0.1057 | 0 | 0 | 0.21141 | 334.76 | 0.10609 | 0 | 0 | 0.21217 | 335.0238 | 0.10666 | 0 | 0 | 0.21332 | 335.1996 | 0.10704 | 0 | 0 | 0.21408 | 335.3755 | 0.10742 | 0 | 0 | 0.21484 | 335.6393 | 0.10799 | 0 | 0 | 0.21599 | 335.8152 | 0.10837 | 0 | 0 | 0.21675 | 336.079 | 0.10895 | 0 | 0 | 0.21789 | 336.2548 | 0.10933 | 0 | 0 | 0.21866 | 336.5186 | 0.1099 | 0 | 0 | 0.2198 | 336.6945 | 0.11028 | 0 | 0 | 0.22056 | 336.6945 | 0.11028 | 0 | 0 | 0.22056
2017-11-23 12:00 | 295.3589 | 0.88035 |  | 315.5161 | 0.064346 | 0 | 0 | 0.12869 | 324.8478 | 0.084586 | 0 | 0 | 0.16917 | 331.9786 | 0.10005 | 0 | 0 | 0.20011 | 332.1547 | 0.10043 | 0 | 0 | 0.20087 | 332.4188 | 0.10101 | 0 | 0 | 0.20202 | 332.6829 | 0.10158 | 0 | 0 | 0.20316 | 332.947 | 0.10215 | 0 | 0 | 0.20431 | 333.2111 | 0.10273 | 0 | 0 | 0.20545 | 333.4752 | 0.1033 | 0 | 0 | 0.2066 | 333.7393 | 0.10387 | 0 | 0 | 0.20774 | 334.0034 | 0.10444 | 0 | 0 | 0.20889 | 334.1794 | 0.10483 | 0 | 0 | 0.20965 | 334.4436 | 0.1054 | 0 | 0 | 0.2108 | 334.7077 | 0.10597 | 0 | 0 | 0.21194 | 334.9718 | 0.10655 | 0 | 0 | 0.21309 | 335.1478 | 0.10693 | 0 | 0 | 0.21385 | 335.4119 | 0.1075 | 0 | 0 | 0.215 | 335.588 | 0.10788 | 0 | 0 | 0.21576 | 335.7641 | 0.10826 | 0 | 0 | 0.21653 | 336.0282 | 0.10884 | 0 | 0 | 0.21767 | 336.2042 | 0.10922 | 0 | 0 | 0.21844 | 336.4684 | 0.10979 | 0 | 0 | 0.21958 | 336.6444 | 0.11017 | 0 | 0 | 0.22035 | 336.9085 | 0.11075 | 0 | 0 | 0.22149 | 337.0846 | 0.11113 | 0 | 0 | 0.22226 | 337.0846 | 0.11113 | 0 | 0 | 0.22226
2017-11-23 13:00 | 293.1409 | 0.87374 |  | 313.1468 | 0.059207 | 0 | 0 | 0.11841 | 322.4083 | 0.079295 | 0 | 0 | 0.15859 | 329.4856 | 0.094646 | 0 | 0 | 0.18929 | 329.6604 | 0.095025 | 0 | 0 | 0.19005 | 329.9225 | 0.095593 | 0 | 0 | 0.19119 | 330.1846 | 0.096162 | 0 | 0 | 0.19232 | 330.4467 | 0.09673 | 0 | 0 | 0.19346 | 330.7088 | 0.097299 | 0 | 0 | 0.1946 | 330.971 | 0.097867 | 0 | 0 | 0.19573 | 331.2331 | 0.098436 | 0 | 0 | 0.19687 | 331.4952 | 0.099004 | 0 | 0 | 0.19801 | 331.6699 | 0.099383 | 0 | 0 | 0.19877 | 331.9321 | 0.099952 | 0 | 0 | 0.1999 | 332.1942 | 0.10052 | 0 | 0 | 0.20104 | 332.4563 | 0.10109 | 0 | 0 | 0.20218 | 332.6311 | 0.10147 | 0 | 0 | 0.20294 | 332.8932 | 0.10204 | 0 | 0 | 0.20407 | 333.0679 | 0.10242 | 0 | 0 | 0.20483 | 333.2427 | 0.10279 | 0 | 0 | 0.20559 | 333.5048 | 0.10336 | 0 | 0 | 0.20673 | 333.6795 | 0.10374 | 0 | 0 | 0.20748 | 333.9417 | 0.10431 | 0 | 0 | 0.20862 | 334.1164 | 0.10469 | 0 | 0 | 0.20938 | 334.3785 | 0.10526 | 0 | 0 | 0.21052 | 334.5533 | 0.10564 | 0 | 0 | 0.21127 | 334.5533 | 0.10564 | 0 | 0 | 0.21127
2017-11-23 14:00 | 287.2499 | 0.85618 |  | 306.8536 | 0.045557 | 0 | 0 | 0.091114 | 315.9291 | 0.065242 | 0 | 0 | 0.13048 | 322.8641 | 0.080284 | 0 | 0 | 0.16057 | 323.0354 | 0.080655 | 0 | 0 | 0.16131 | 323.2922 | 0.081212 | 0 | 0 | 0.16242 | 323.5491 | 0.081769 | 0 | 0 | 0.16354 | 323.8059 | 0.082326 | 0 | 0 | 0.16465 | 324.0628 | 0.082883 | 0 | 0 | 0.16577 | 324.3196 | 0.083441 | 0 | 0 | 0.16688 | 324.5765 | 0.083998 | 0 | 0 | 0.168 | 324.8333 | 0.084555 | 0 | 0 | 0.16911 | 325.0046 | 0.084926 | 0 | 0 | 0.16985 | 325.2614 | 0.085483 | 0 | 0 | 0.17097 | 325.5183 | 0.08604 | 0 | 0 | 0.17208 | 325.7751 | 0.086598 | 0 | 0 | 0.1732 | 325.9464 | 0.086969 | 0 | 0 | 0.17394 | 326.2032 | 0.087526 | 0 | 0 | 0.17505 | 326.3744 | 0.087898 | 0 | 0 | 0.1758 | 326.5457 | 0.088269 | 0 | 0 | 0.17654 | 326.8025 | 0.088826 | 0 | 0 | 0.17765 | 326.9738 | 0.089197 | 0 | 0 | 0.17839 | 327.2306 | 0.089755 | 0 | 0 | 0.17951 | 327.4019 | 0.090126 | 0 | 0 | 0.18025 | 327.6587 | 0.090683 | 0 | 0 | 0.18137 | 327.8299 | 0.091055 | 0 | 0 | 0.18211 | 327.8299 | 0.091055 | 0 | 0 | 0.18211
2017-11-23 15:00 | 285.8073 | 0.85188 |  | 305.3126 | 0.042214 | 0 | 0 | 0.084429 | 314.3425 | 0.0618 | 0 | 0 | 0.1236 | 321.2427 | 0.076767 | 0 | 0 | 0.15353 | 321.4131 | 0.077136 | 0 | 0 | 0.15427 | 321.6687 | 0.077691 | 0 | 0 | 0.15538 | 321.9242 | 0.078245 | 0 | 0 | 0.15649 | 322.1798 | 0.078799 | 0 | 0 | 0.1576 | 322.4354 | 0.079354 | 0 | 0 | 0.15871 | 322.6909 | 0.079908 | 0 | 0 | 0.15982 | 322.9465 | 0.080462 | 0 | 0 | 0.16092 | 323.2021 | 0.081017 | 0 | 0 | 0.16203 | 323.3724 | 0.081386 | 0 | 0 | 0.16277 | 323.628 | 0.08194 | 0 | 0 | 0.16388 | 323.8836 | 0.082495 | 0 | 0 | 0.16499 | 324.1391 | 0.083049 | 0 | 0 | 0.1661 | 324.3095 | 0.083419 | 0 | 0 | 0.16684 | 324.5651 | 0.083973 | 0 | 0 | 0.16795 | 324.7354 | 0.084343 | 0 | 0 | 0.16869 | 324.9058 | 0.084712 | 0 | 0 | 0.16942 | 325.1614 | 0.085266 | 0 | 0 | 0.17053 | 325.3318 | 0.085636 | 0 | 0 | 0.17127 | 325.5873 | 0.08619 | 0 | 0 | 0.17238 | 325.7577 | 0.08656 | 0 | 0 | 0.17312 | 326.0133 | 0.087114 | 0 | 0 | 0.17423 | 326.1836 | 0.087484 | 0 | 0 | 0.17497 | 326.1836 | 0.087484 | 0 | 0 | 0.17497
2017-11-23 16:00 | 294.8888 | 0.87894 |  | 315.0139 | 0.063256 | 0 | 0 | 0.12651 | 324.3307 | 0.083465 | 0 | 0 | 0.16693 | 331.4501 | 0.098907 | 0 | 0 | 0.19781 | 331.6259 | 0.099288 | 0 | 0 | 0.19858 | 331.8896 | 0.09986 | 0 | 0 | 0.19972 | 332.1533 | 0.10043 | 0 | 0 | 0.20086 | 332.417 | 0.101 | 0 | 0 | 0.20201 | 332.6807 | 0.10158 | 0 | 0 | 0.20315 | 332.9443 | 0.10215 | 0 | 0 | 0.2043 | 333.208 | 0.10272 | 0 | 0 | 0.20544 | 333.4717 | 0.10329 | 0 | 0 | 0.20658 | 333.6475 | 0.10367 | 0 | 0 | 0.20735 | 333.9112 | 0.10424 | 0 | 0 | 0.20849 | 334.1749 | 0.10482 | 0 | 0 | 0.20963 | 334.4386 | 0.10539 | 0 | 0 | 0.21078 | 334.6143 | 0.10577 | 0 | 0 | 0.21154 | 334.878 | 0.10634 | 0 | 0 | 0.21268 | 335.0538 | 0.10672 | 0 | 0 | 0.21345 | 335.2296 | 0.1071 | 0 | 0 | 0.21421 | 335.4933 | 0.10768 | 0 | 0 | 0.21535 | 335.6691 | 0.10806 | 0 | 0 | 0.21612 | 335.9328 | 0.10863 | 0 | 0 | 0.21726 | 336.1085 | 0.10901 | 0 | 0 | 0.21802 | 336.3722 | 0.10958 | 0 | 0 | 0.21917 | 336.548 | 0.10996 | 0 | 0 | 0.21993 | 336.548 | 0.10996 | 0 | 0 | 0.21993
2017-11-23 17:00 | 295.4499 | 0.88062 |  | 315.6133 | 0.064557 | 0 | 0 | 0.12911 | 324.9479 | 0.084803 | 0 | 0 | 0.16961 | 332.0809 | 0.10027 | 0 | 0 | 0.20055 | 332.257 | 0.10066 | 0 | 0 | 0.20131 | 332.5212 | 0.10123 | 0 | 0 | 0.20246 | 332.7854 | 0.1018 | 0 | 0 | 0.20361 | 333.0496 | 0.10238 | 0 | 0 | 0.20475 | 333.3137 | 0.10295 | 0 | 0 | 0.2059 | 333.5779 | 0.10352 | 0 | 0 | 0.20704 | 333.8421 | 0.10409 | 0 | 0 | 0.20819 | 334.1063 | 0.10467 | 0 | 0 | 0.20934 | 334.2824 | 0.10505 | 0 | 0 | 0.2101 | 334.5466 | 0.10562 | 0 | 0 | 0.21125 | 334.8108 | 0.1062 | 0 | 0 | 0.21239 | 335.075 | 0.10677 | 0 | 0 | 0.21354 | 335.2511 | 0.10715 | 0 | 0 | 0.2143 | 335.5153 | 0.10772 | 0 | 0 | 0.21545 | 335.6914 | 0.10811 | 0 | 0 | 0.21621 | 335.8675 | 0.10849 | 0 | 0 | 0.21698 | 336.1317 | 0.10906 | 0 | 0 | 0.21812 | 336.3078 | 0.10944 | 0 | 0 | 0.21889 | 336.572 | 0.11002 | 0 | 0 | 0.22003 | 336.7482 | 0.1104 | 0 | 0 | 0.2208 | 337.0123 | 0.11097 | 0 | 0 | 0.22194 | 337.1885 | 0.11135 | 0 | 0 | 0.22271 | 337.1885 | 0.11135 | 0 | 0 | 0.22271
2017-11-23 18:00 | 298.6091 | 0.89003 |  | 318.9881 | 0.071877 | 0 | 0 | 0.14375 | 328.4225 | 0.09234 | 0 | 0 | 0.18468 | 335.6317 | 0.10798 | 0 | 0 | 0.21595 | 335.8097 | 0.10836 | 0 | 0 | 0.21673 | 336.0768 | 0.10894 | 0 | 0 | 0.21788 | 336.3438 | 0.10952 | 0 | 0 | 0.21904 | 336.6108 | 0.1101 | 0 | 0 | 0.2202 | 336.8778 | 0.11068 | 0 | 0 | 0.22136 | 337.1448 | 0.11126 | 0 | 0 | 0.22252 | 337.4118 | 0.11184 | 0 | 0 | 0.22368 | 337.6788 | 0.11242 | 0 | 0 | 0.22483 | 337.8568 | 0.1128 | 0 | 0 | 0.22561 | 338.1238 | 0.11338 | 0 | 0 | 0.22676 | 338.3908 | 0.11396 | 0 | 0 | 0.22792 | 338.6579 | 0.11454 | 0 | 0 | 0.22908 | 338.8359 | 0.11493 | 0 | 0 | 0.22985 | 339.1029 | 0.11551 | 0 | 0 | 0.23101 | 339.2809 | 0.11589 | 0 | 0 | 0.23178 | 339.4589 | 0.11628 | 0 | 0 | 0.23256 | 339.7259 | 0.11686 | 0 | 0 | 0.23371 | 339.9039 | 0.11724 | 0 | 0 | 0.23449 | 340.1709 | 0.11782 | 0 | 0 | 0.23564 | 340.3489 | 0.11821 | 0 | 0 | 0.23642 | 340.6159 | 0.11879 | 0 | 0 | 0.23757 | 340.7939 | 0.11917 | 0 | 0 | 0.23835 | 340.7939 | 0.11917 | 0 | 0 | 0.23835
2017-11-23 19:00 | 296.1452 | 0.88269 |  | 316.356 | 0.066168 | 0 | 0 | 0.13234 | 325.7125 | 0.086462 | 0 | 0 | 0.17292 | 332.8623 | 0.10197 | 0 | 0 | 0.20394 | 333.0389 | 0.10235 | 0 | 0 | 0.20471 | 333.3037 | 0.10293 | 0 | 0 | 0.20585 | 333.5685 | 0.1035 | 0 | 0 | 0.207 | 333.8333 | 0.10408 | 0 | 0 | 0.20815 | 334.0981 | 0.10465 | 0 | 0 | 0.2093 | 334.3629 | 0.10522 | 0 | 0 | 0.21045 | 334.6277 | 0.1058 | 0 | 0 | 0.2116 | 334.8925 | 0.10637 | 0 | 0 | 0.21275 | 335.069 | 0.10676 | 0 | 0 | 0.21351 | 335.3339 | 0.10733 | 0 | 0 | 0.21466 | 335.5987 | 0.1079 | 0 | 0 | 0.21581 | 335.8635 | 0.10848 | 0 | 0 | 0.21696 | 336.04 | 0.10886 | 0 | 0 | 0.21772 | 336.3048 | 0.10944 | 0 | 0 | 0.21887 | 336.4813 | 0.10982 | 0 | 0 | 0.21964 | 336.6579 | 0.1102 | 0 | 0 | 0.2204 | 336.9227 | 0.11078 | 0 | 0 | 0.22155 | 337.0992 | 0.11116 | 0 | 0 | 0.22232 | 337.364 | 0.11173 | 0 | 0 | 0.22347 | 337.5406 | 0.11212 | 0 | 0 | 0.22423 | 337.8054 | 0.11269 | 0 | 0 | 0.22538 | 337.9819 | 0.11307 | 0 | 0 | 0.22615 | 337.9819 | 0.11307 | 0 | 0 | 0.22615
2017-11-23 20:00 | 294.2176 | 0.87694 |  | 314.2969 | 0.061701 | 0 | 0 | 0.1234 | 323.5925 | 0.081863 | 0 | 0 | 0.16373 | 330.6958 | 0.09727 | 0 | 0 | 0.19454 | 330.8711 | 0.097651 | 0 | 0 | 0.1953 | 331.1342 | 0.098221 | 0 | 0 | 0.19644 | 331.3973 | 0.098792 | 0 | 0 | 0.19758 | 331.6604 | 0.099363 | 0 | 0 | 0.19873 | 331.9235 | 0.099933 | 0 | 0 | 0.19987 | 332.1866 | 0.1005 | 0 | 0 | 0.20101 | 332.4496 | 0.10107 | 0 | 0 | 0.20215 | 332.7127 | 0.10165 | 0 | 0 | 0.20329 | 332.8881 | 0.10203 | 0 | 0 | 0.20405 | 333.1512 | 0.1026 | 0 | 0 | 0.20519 | 333.4143 | 0.10317 | 0 | 0 | 0.20633 | 333.6774 | 0.10374 | 0 | 0 | 0.20748 | 333.8528 | 0.10412 | 0 | 0 | 0.20824 | 334.1158 | 0.10469 | 0 | 0 | 0.20938 | 334.2912 | 0.10507 | 0 | 0 | 0.21014 | 334.4666 | 0.10545 | 0 | 0 | 0.2109 | 334.7297 | 0.10602 | 0 | 0 | 0.21204 | 334.9051 | 0.1064 | 0 | 0 | 0.2128 | 335.1682 | 0.10697 | 0 | 0 | 0.21394 | 335.3436 | 0.10735 | 0 | 0 | 0.2147 | 335.6066 | 0.10792 | 0 | 0 | 0.21584 | 335.782 | 0.1083 | 0 | 0 | 0.21661 | 335.782 | 0.1083 | 0 | 0 | 0.21661
2017-11-23 21:00 | 292.6322 | 0.87222 |  | 312.6032 | 0.058028 | 0 | 0 | 0.11606 | 321.8488 | 0.078081 | 0 | 0 | 0.15616 | 328.9137 | 0.093405 | 0 | 0 | 0.18681 | 329.0882 | 0.093784 | 0 | 0 | 0.18757 | 329.3498 | 0.094351 | 0 | 0 | 0.1887 | 329.6115 | 0.094919 | 0 | 0 | 0.18984 | 329.8732 | 0.095486 | 0 | 0 | 0.19097 | 330.1348 | 0.096054 | 0 | 0 | 0.19211 | 330.3965 | 0.096621 | 0 | 0 | 0.19324 | 330.6582 | 0.097189 | 0 | 0 | 0.19438 | 330.9198 | 0.097756 | 0 | 0 | 0.19551 | 331.0943 | 0.098135 | 0 | 0 | 0.19627 | 331.3559 | 0.098702 | 0 | 0 | 0.1974 | 331.6176 | 0.09927 | 0 | 0 | 0.19854 | 331.8793 | 0.099838 | 0 | 0 | 0.19968 | 332.0537 | 0.10022 | 0 | 0 | 0.20043 | 332.3154 | 0.10078 | 0 | 0 | 0.20157 | 332.4898 | 0.10116 | 0 | 0 | 0.20232 | 332.6643 | 0.10154 | 0 | 0 | 0.20308 | 332.9259 | 0.10211 | 0 | 0 | 0.20422 | 333.1004 | 0.10249 | 0 | 0 | 0.20497 | 333.362 | 0.10305 | 0 | 0 | 0.20611 | 333.5365 | 0.10343 | 0 | 0 | 0.20686 | 333.7982 | 0.104 | 0 | 0 | 0.208 | 333.9726 | 0.10438 | 0 | 0 | 0.20876 | 333.9726 | 0.10438 | 0 | 0 | 0.20876
2017-11-23 22:00 | 293.3863 | 0.87447 |  | 313.4089 | 0.059775 | 0 | 0 | 0.11955 | 322.6782 | 0.07988 | 0 | 0 | 0.15976 | 329.7614 | 0.095244 | 0 | 0 | 0.19049 | 329.9363 | 0.095623 | 0 | 0 | 0.19125 | 330.1986 | 0.096192 | 0 | 0 | 0.19238 | 330.461 | 0.096761 | 0 | 0 | 0.19352 | 330.7233 | 0.09733 | 0 | 0 | 0.19466 | 330.9857 | 0.097899 | 0 | 0 | 0.1958 | 331.248 | 0.098468 | 0 | 0 | 0.19694 | 331.5103 | 0.099037 | 0 | 0 | 0.19807 | 331.7727 | 0.099606 | 0 | 0 | 0.19921 | 331.9476 | 0.099986 | 0 | 0 | 0.19997 | 332.2099 | 0.10055 | 0 | 0 | 0.20111 | 332.4722 | 0.10112 | 0 | 0 | 0.20225 | 332.7346 | 0.10169 | 0 | 0 | 0.20339 | 332.9095 | 0.10207 | 0 | 0 | 0.20414 | 333.1718 | 0.10264 | 0 | 0 | 0.20528 | 333.3467 | 0.10302 | 0 | 0 | 0.20604 | 333.5216 | 0.1034 | 0 | 0 | 0.2068 | 333.7839 | 0.10397 | 0 | 0 | 0.20794 | 333.9588 | 0.10435 | 0 | 0 | 0.2087 | 334.2212 | 0.10492 | 0 | 0 | 0.20983 | 334.3961 | 0.1053 | 0 | 0 | 0.21059 | 334.6584 | 0.10587 | 0 | 0 | 0.21173 | 334.8333 | 0.10624 | 0 | 0 | 0.21249 | 334.8333 | 0.10624 | 0 | 0 | 0.21249
2017-11-23 23:00 | 293.1107 | 0.87365 |  | 313.1145 | 0.059137 | 0 | 0 | 0.11827 | 322.3751 | 0.079223 | 0 | 0 | 0.15845 | 329.4517 | 0.094572 | 0 | 0 | 0.18914 | 329.6264 | 0.094951 | 0 | 0 | 0.1899 | 329.8885 | 0.095519 | 0 | 0 | 0.19104 | 330.1506 | 0.096088 | 0 | 0 | 0.19218 | 330.4127 | 0.096656 | 0 | 0 | 0.19331 | 330.6748 | 0.097225 | 0 | 0 | 0.19445 | 330.9369 | 0.097793 | 0 | 0 | 0.19559 | 331.1989 | 0.098362 | 0 | 0 | 0.19672 | 331.461 | 0.09893 | 0 | 0 | 0.19786 | 331.6358 | 0.099309 | 0 | 0 | 0.19862 | 331.8979 | 0.099878 | 0 | 0 | 0.19976 | 332.16 | 0.10045 | 0 | 0 | 0.20089 | 332.422 | 0.10101 | 0 | 0 | 0.20203 | 332.5968 | 0.10139 | 0 | 0 | 0.20279 | 332.8589 | 0.10196 | 0 | 0 | 0.20392 | 333.0336 | 0.10234 | 0 | 0 | 0.20468 | 333.2083 | 0.10272 | 0 | 0 | 0.20544 | 333.4704 | 0.10329 | 0 | 0 | 0.20658 | 333.6452 | 0.10367 | 0 | 0 | 0.20734 | 333.9072 | 0.10424 | 0 | 0 | 0.20847 | 334.082 | 0.10462 | 0 | 0 | 0.20923 | 334.3441 | 0.10518 | 0 | 0 | 0.21037 | 334.5188 | 0.10556 | 0 | 0 | 0.21113 | 334.5188 | 0.10556 | 0 | 0 | 0.21113
2017-11-24 | 293.0382 | 0.87343 |  | 313.037 | 0.058969 | 0 | 0 | 0.11794 | 322.2954 | 0.07905 | 0 | 0 | 0.1581 | 329.3701 | 0.094395 | 0 | 0 | 0.18879 | 329.5448 | 0.094774 | 0 | 0 | 0.18955 | 329.8069 | 0.095342 | 0 | 0 | 0.19068 | 330.0689 | 0.095911 | 0 | 0 | 0.19182 | 330.3309 | 0.096479 | 0 | 0 | 0.19296 | 330.5929 | 0.097047 | 0 | 0 | 0.19409 | 330.855 | 0.097616 | 0 | 0 | 0.19523 | 331.117 | 0.098184 | 0 | 0 | 0.19637 | 331.379 | 0.098752 | 0 | 0 | 0.1975 | 331.5537 | 0.099131 | 0 | 0 | 0.19826 | 331.8157 | 0.0997 | 0 | 0 | 0.1994 | 332.0778 | 0.10027 | 0 | 0 | 0.20054 | 332.3398 | 0.10084 | 0 | 0 | 0.20167 | 332.5145 | 0.10122 | 0 | 0 | 0.20243 | 332.7765 | 0.10178 | 0 | 0 | 0.20357 | 332.9512 | 0.10216 | 0 | 0 | 0.20433 | 333.1259 | 0.10254 | 0 | 0 | 0.20508 | 333.3879 | 0.10311 | 0 | 0 | 0.20622 | 333.5626 | 0.10349 | 0 | 0 | 0.20698 | 333.8246 | 0.10406 | 0 | 0 | 0.20811 | 333.9993 | 0.10444 | 0 | 0 | 0.20887 | 334.2613 | 0.105 | 0 | 0 | 0.21001 | 334.436 | 0.10538 | 0 | 0 | 0.21077 | 334.436 | 0.10538 | 0 | 0 | 0.21077
2017-11-24 01:00 | 286.4806 | 0.85388 |  | 306.0319 | 0.043775 | 0 | 0 | 0.087549 | 315.0831 | 0.063407 | 0 | 0 | 0.12681 | 321.9995 | 0.078408 | 0 | 0 | 0.15682 | 322.1703 | 0.078779 | 0 | 0 | 0.15756 | 322.4265 | 0.079334 | 0 | 0 | 0.15867 | 322.6826 | 0.07989 | 0 | 0 | 0.15978 | 322.9388 | 0.080446 | 0 | 0 | 0.16089 | 323.195 | 0.081001 | 0 | 0 | 0.162 | 323.4511 | 0.081557 | 0 | 0 | 0.16311 | 323.7073 | 0.082112 | 0 | 0 | 0.16422 | 323.9634 | 0.082668 | 0 | 0 | 0.16534 | 324.1342 | 0.083038 | 0 | 0 | 0.16608 | 324.3904 | 0.083594 | 0 | 0 | 0.16719 | 324.6466 | 0.08415 | 0 | 0 | 0.1683 | 324.9027 | 0.084705 | 0 | 0 | 0.16941 | 325.0735 | 0.085076 | 0 | 0 | 0.17015 | 325.3297 | 0.085631 | 0 | 0 | 0.17126 | 325.5004 | 0.086002 | 0 | 0 | 0.172 | 325.6712 | 0.086372 | 0 | 0 | 0.17274 | 325.9274 | 0.086928 | 0 | 0 | 0.17386 | 326.0982 | 0.087298 | 0 | 0 | 0.1746 | 326.3543 | 0.087854 | 0 | 0 | 0.17571 | 326.5251 | 0.088224 | 0 | 0 | 0.17645 | 326.7813 | 0.08878 | 0 | 0 | 0.17756 | 326.952 | 0.08915 | 0 | 0 | 0.1783 | 326.952 | 0.08915 | 0 | 0 | 0.1783
2017-11-24 02:00 | 288.4586 | 0.85978 |  | 308.1448 | 0.048357 | 0 | 0 | 0.096715 | 317.2585 | 0.068125 | 0 | 0 | 0.13625 | 324.2227 | 0.08323 | 0 | 0 | 0.16646 | 324.3946 | 0.083603 | 0 | 0 | 0.16721 | 324.6526 | 0.084163 | 0 | 0 | 0.16833 | 324.9105 | 0.084722 | 0 | 0 | 0.16944 | 325.1684 | 0.085282 | 0 | 0 | 0.17056 | 325.4264 | 0.085841 | 0 | 0 | 0.17168 | 325.6843 | 0.086401 | 0 | 0 | 0.1728 | 325.9422 | 0.08696 | 0 | 0 | 0.17392 | 326.2002 | 0.08752 | 0 | 0 | 0.17504 | 326.3721 | 0.087893 | 0 | 0 | 0.17579 | 326.6301 | 0.088452 | 0 | 0 | 0.1769 | 326.888 | 0.089011 | 0 | 0 | 0.17802 | 327.1459 | 0.089571 | 0 | 0 | 0.17914 | 327.3179 | 0.089944 | 0 | 0 | 0.17989 | 327.5758 | 0.090503 | 0 | 0 | 0.18101 | 327.7478 | 0.090876 | 0 | 0 | 0.18175 | 327.9197 | 0.091249 | 0 | 0 | 0.1825 | 328.1777 | 0.091809 | 0 | 0 | 0.18362 | 328.3496 | 0.092182 | 0 | 0 | 0.18436 | 328.6076 | 0.092741 | 0 | 0 | 0.18548 | 328.7795 | 0.093114 | 0 | 0 | 0.18623 | 329.0374 | 0.093674 | 0 | 0 | 0.18735 | 329.2094 | 0.094047 | 0 | 0 | 0.18809 | 329.2094 | 0.094047 | 0 | 0 | 0.18809
2017-11-24 03:00 | 290.884 | 0.86701 |  | 310.7358 | 0.053977 | 0 | 0 | 0.10795 | 319.9261 | 0.073911 | 0 | 0 | 0.14782 | 326.9489 | 0.089143 | 0 | 0 | 0.17829 | 327.1223 | 0.08952 | 0 | 0 | 0.17904 | 327.3824 | 0.090084 | 0 | 0 | 0.18017 | 327.6425 | 0.090648 | 0 | 0 | 0.1813 | 327.9026 | 0.091212 | 0 | 0 | 0.18242 | 328.1627 | 0.091776 | 0 | 0 | 0.18355 | 328.4228 | 0.09234 | 0 | 0 | 0.18468 | 328.6829 | 0.092905 | 0 | 0 | 0.18581 | 328.943 | 0.093469 | 0 | 0 | 0.18694 | 329.1164 | 0.093845 | 0 | 0 | 0.18769 | 329.3765 | 0.094409 | 0 | 0 | 0.18882 | 329.6366 | 0.094973 | 0 | 0 | 0.18995 | 329.8967 | 0.095537 | 0 | 0 | 0.19107 | 330.0701 | 0.095913 | 0 | 0 | 0.19183 | 330.3302 | 0.096478 | 0 | 0 | 0.19296 | 330.5036 | 0.096854 | 0 | 0 | 0.19371 | 330.677 | 0.09723 | 0 | 0 | 0.19446 | 330.9371 | 0.097794 | 0 | 0 | 0.19559 | 331.1105 | 0.09817 | 0 | 0 | 0.19634 | 331.3706 | 0.098734 | 0 | 0 | 0.19747 | 331.544 | 0.09911 | 0 | 0 | 0.19822 | 331.8041 | 0.099674 | 0 | 0 | 0.19935 | 331.9775 | 0.10005 | 0 | 0 | 0.2001 | 331.9775 | 0.10005 | 0 | 0 | 0.2001
2017-11-24 04:00 | 289.5387 | 0.863 |  | 309.2987 | 0.05086 | 0 | 0 | 0.10172 | 318.4465 | 0.070702 | 0 | 0 | 0.1414 | 325.4368 | 0.085864 | 0 | 0 | 0.17173 | 325.6094 | 0.086238 | 0 | 0 | 0.17248 | 325.8683 | 0.0868 | 0 | 0 | 0.1736 | 326.1272 | 0.087361 | 0 | 0 | 0.17472 | 326.3861 | 0.087923 | 0 | 0 | 0.17585 | 326.645 | 0.088484 | 0 | 0 | 0.17697 | 326.9039 | 0.089046 | 0 | 0 | 0.17809 | 327.1628 | 0.089607 | 0 | 0 | 0.17921 | 327.4217 | 0.090169 | 0 | 0 | 0.18034 | 327.5943 | 0.090543 | 0 | 0 | 0.18109 | 327.8532 | 0.091105 | 0 | 0 | 0.18221 | 328.1121 | 0.091666 | 0 | 0 | 0.18333 | 328.371 | 0.092228 | 0 | 0 | 0.18446 | 328.5436 | 0.092602 | 0 | 0 | 0.1852 | 328.8025 | 0.093164 | 0 | 0 | 0.18633 | 328.9751 | 0.093538 | 0 | 0 | 0.18708 | 329.1477 | 0.093913 | 0 | 0 | 0.18783 | 329.4066 | 0.094474 | 0 | 0 | 0.18895 | 329.5792 | 0.094849 | 0 | 0 | 0.1897 | 329.8381 | 0.09541 | 0 | 0 | 0.19082 | 330.0107 | 0.095785 | 0 | 0 | 0.19157 | 330.2696 | 0.096346 | 0 | 0 | 0.19269 | 330.4422 | 0.09672 | 0 | 0 | 0.19344 | 330.4422 | 0.09672 | 0 | 0 | 0.19344
2017-11-24 05:00 | 288.4219 | 0.85967 |  | 308.1056 | 0.048272 | 0 | 0 | 0.096545 | 317.2181 | 0.068037 | 0 | 0 | 0.13607 | 324.1814 | 0.083141 | 0 | 0 | 0.16628 | 324.3534 | 0.083514 | 0 | 0 | 0.16703 | 324.6113 | 0.084073 | 0 | 0 | 0.16815 | 324.8692 | 0.084633 | 0 | 0 | 0.16927 | 325.1271 | 0.085192 | 0 | 0 | 0.17038 | 325.385 | 0.085751 | 0 | 0 | 0.1715 | 325.6429 | 0.086311 | 0 | 0 | 0.17262 | 325.9008 | 0.08687 | 0 | 0 | 0.17374 | 326.1587 | 0.08743 | 0 | 0 | 0.17486 | 326.3306 | 0.087802 | 0 | 0 | 0.1756 | 326.5885 | 0.088362 | 0 | 0 | 0.17672 | 326.8464 | 0.088921 | 0 | 0 | 0.17784 | 327.1043 | 0.089481 | 0 | 0 | 0.17896 | 327.2763 | 0.089854 | 0 | 0 | 0.17971 | 327.5342 | 0.090413 | 0 | 0 | 0.18083 | 327.7061 | 0.090786 | 0 | 0 | 0.18157 | 327.878 | 0.091159 | 0 | 0 | 0.18232 | 328.1359 | 0.091718 | 0 | 0 | 0.18344 | 328.3079 | 0.092091 | 0 | 0 | 0.18418 | 328.5658 | 0.09265 | 0 | 0 | 0.1853 | 328.7377 | 0.093023 | 0 | 0 | 0.18605 | 328.9956 | 0.093583 | 0 | 0 | 0.18717 | 329.1675 | 0.093956 | 0 | 0 | 0.18791 | 329.1675 | 0.093956 | 0 | 0 | 0.18791
2017-11-24 06:00 | 289.7165 | 0.86353 |  | 309.4886 | 0.051272 | 0 | 0 | 0.10254 | 318.642 | 0.071126 | 0 | 0 | 0.14225 | 325.6366 | 0.086297 | 0 | 0 | 0.17259 | 325.8093 | 0.086672 | 0 | 0 | 0.17334 | 326.0683 | 0.087234 | 0 | 0 | 0.17447 | 326.3274 | 0.087795 | 0 | 0 | 0.17559 | 326.5864 | 0.088357 | 0 | 0 | 0.17671 | 326.8455 | 0.088919 | 0 | 0 | 0.17784 | 327.1046 | 0.089481 | 0 | 0 | 0.17896 | 327.3636 | 0.090043 | 0 | 0 | 0.18009 | 327.6227 | 0.090605 | 0 | 0 | 0.18121 | 327.7954 | 0.09098 | 0 | 0 | 0.18196 | 328.0544 | 0.091541 | 0 | 0 | 0.18308 | 328.3135 | 0.092103 | 0 | 0 | 0.18421 | 328.5726 | 0.092665 | 0 | 0 | 0.18533 | 328.7453 | 0.09304 | 0 | 0 | 0.18608 | 329.0043 | 0.093602 | 0 | 0 | 0.1872 | 329.177 | 0.093976 | 0 | 0 | 0.18795 | 329.3497 | 0.094351 | 0 | 0 | 0.1887 | 329.6088 | 0.094913 | 0 | 0 | 0.18983 | 329.7815 | 0.095287 | 0 | 0 | 0.19057 | 330.0406 | 0.095849 | 0 | 0 | 0.1917 | 330.2133 | 0.096224 | 0 | 0 | 0.19245 | 330.4723 | 0.096786 | 0 | 0 | 0.19357 | 330.645 | 0.09716 | 0 | 0 | 0.19432 | 330.645 | 0.09716 | 0 | 0 | 0.19432
2017-11-24 07:00 | 289.6188 | 0.86324 |  | 309.3842 | 0.051046 | 0 | 0 | 0.10209 | 318.5345 | 0.070893 | 0 | 0 | 0.14179 | 325.5267 | 0.086059 | 0 | 0 | 0.17212 | 325.6994 | 0.086433 | 0 | 0 | 0.17287 | 325.9584 | 0.086995 | 0 | 0 | 0.17399 | 326.2173 | 0.087557 | 0 | 0 | 0.17511 | 326.4763 | 0.088118 | 0 | 0 | 0.17624 | 326.7353 | 0.08868 | 0 | 0 | 0.17736 | 326.9943 | 0.089242 | 0 | 0 | 0.17848 | 327.2532 | 0.089804 | 0 | 0 | 0.17961 | 327.5122 | 0.090365 | 0 | 0 | 0.18073 | 327.6848 | 0.09074 | 0 | 0 | 0.18148 | 327.9438 | 0.091301 | 0 | 0 | 0.1826 | 328.2028 | 0.091863 | 0 | 0 | 0.18373 | 328.4618 | 0.092425 | 0 | 0 | 0.18485 | 328.6344 | 0.092799 | 0 | 0 | 0.1856 | 328.8934 | 0.093361 | 0 | 0 | 0.18672 | 329.066 | 0.093736 | 0 | 0 | 0.18747 | 329.2387 | 0.09411 | 0 | 0 | 0.18822 | 329.4976 | 0.094672 | 0 | 0 | 0.18934 | 329.6703 | 0.095046 | 0 | 0 | 0.19009 | 329.9293 | 0.095608 | 0 | 0 | 0.19122 | 330.1019 | 0.095982 | 0 | 0 | 0.19196 | 330.3609 | 0.096544 | 0 | 0 | 0.19309 | 330.5335 | 0.096919 | 0 | 0 | 0.19384 | 330.5335 | 0.096919 | 0 | 0 | 0.19384
2017-11-24 08:00 | 284.6379 | 0.84839 |  | 304.0634 | 0.039505 | 0 | 0 | 0.07901 | 313.0563 | 0.059011 | 0 | 0 | 0.11802 | 319.9283 | 0.073916 | 0 | 0 | 0.14783 | 320.098 | 0.074284 | 0 | 0 | 0.14857 | 320.3525 | 0.074836 | 0 | 0 | 0.14967 | 320.607 | 0.075388 | 0 | 0 | 0.15078 | 320.8615 | 0.07594 | 0 | 0 | 0.15188 | 321.1161 | 0.076492 | 0 | 0 | 0.15298 | 321.3706 | 0.077044 | 0 | 0 | 0.15409 | 321.6251 | 0.077596 | 0 | 0 | 0.15519 | 321.8796 | 0.078148 | 0 | 0 | 0.1563 | 322.0493 | 0.078516 | 0 | 0 | 0.15703 | 322.3038 | 0.079068 | 0 | 0 | 0.15814 | 322.5583 | 0.07962 | 0 | 0 | 0.15924 | 322.8128 | 0.080172 | 0 | 0 | 0.16034 | 322.9825 | 0.08054 | 0 | 0 | 0.16108 | 323.237 | 0.081092 | 0 | 0 | 0.16218 | 323.4067 | 0.08146 | 0 | 0 | 0.16292 | 323.5764 | 0.081829 | 0 | 0 | 0.16366 | 323.8309 | 0.082381 | 0 | 0 | 0.16476 | 324.0006 | 0.082749 | 0 | 0 | 0.1655 | 324.2551 | 0.083301 | 0 | 0 | 0.1666 | 324.4248 | 0.083669 | 0 | 0 | 0.16734 | 324.6793 | 0.084221 | 0 | 0 | 0.16844 | 324.849 | 0.084589 | 0 | 0 | 0.16918 | 324.849 | 0.084589 | 0 | 0 | 0.16918
2017-11-24 09:00 | 284.5748 | 0.8482 |  | 303.996 | 0.039359 | 0 | 0 | 0.078717 | 312.987 | 0.05886 | 0 | 0 | 0.11772 | 319.8574 | 0.073762 | 0 | 0 | 0.14752 | 320.0271 | 0.07413 | 0 | 0 | 0.14826 | 320.2815 | 0.074682 | 0 | 0 | 0.14936 | 320.536 | 0.075234 | 0 | 0 | 0.15047 | 320.7904 | 0.075786 | 0 | 0 | 0.15157 | 321.0449 | 0.076338 | 0 | 0 | 0.15268 | 321.2994 | 0.07689 | 0 | 0 | 0.15378 | 321.5538 | 0.077442 | 0 | 0 | 0.15488 | 321.8083 | 0.077994 | 0 | 0 | 0.15599 | 321.9779 | 0.078361 | 0 | 0 | 0.15672 | 322.2324 | 0.078913 | 0 | 0 | 0.15783 | 322.4869 | 0.079465 | 0 | 0 | 0.15893 | 322.7413 | 0.080017 | 0 | 0 | 0.16003 | 322.911 | 0.080385 | 0 | 0 | 0.16077 | 323.1654 | 0.080937 | 0 | 0 | 0.16187 | 323.3351 | 0.081305 | 0 | 0 | 0.16261 | 323.5047 | 0.081673 | 0 | 0 | 0.16335 | 323.7592 | 0.082225 | 0 | 0 | 0.16445 | 323.9288 | 0.082593 | 0 | 0 | 0.16519 | 324.1833 | 0.083145 | 0 | 0 | 0.16629 | 324.3529 | 0.083513 | 0 | 0 | 0.16703 | 324.6074 | 0.084065 | 0 | 0 | 0.16813 | 324.777 | 0.084433 | 0 | 0 | 0.16887 | 324.777 | 0.084433 | 0 | 0 | 0.16887
2017-11-24 10:00 | 281.2221 | 0.83821 |  | 300.4145 | 0.03159 | 0 | 0 | 0.063181 | 309.2995 | 0.050862 | 0 | 0 | 0.10172 | 316.089 | 0.065588 | 0 | 0 | 0.13118 | 316.2567 | 0.065952 | 0 | 0 | 0.1319 | 316.5081 | 0.066498 | 0 | 0 | 0.133 | 316.7596 | 0.067043 | 0 | 0 | 0.13409 | 317.0111 | 0.067588 | 0 | 0 | 0.13518 | 317.2625 | 0.068134 | 0 | 0 | 0.13627 | 317.514 | 0.068679 | 0 | 0 | 0.13736 | 317.7655 | 0.069225 | 0 | 0 | 0.13845 | 318.0169 | 0.06977 | 0 | 0 | 0.13954 | 318.1846 | 0.070134 | 0 | 0 | 0.14027 | 318.436 | 0.070679 | 0 | 0 | 0.14136 | 318.6875 | 0.071225 | 0 | 0 | 0.14245 | 318.939 | 0.07177 | 0 | 0 | 0.14354 | 319.1066 | 0.072134 | 0 | 0 | 0.14427 | 319.3581 | 0.072679 | 0 | 0 | 0.14536 | 319.5257 | 0.073043 | 0 | 0 | 0.14609 | 319.6933 | 0.073406 | 0 | 0 | 0.14681 | 319.9448 | 0.073952 | 0 | 0 | 0.1479 | 320.1125 | 0.074315 | 0 | 0 | 0.14863 | 320.3639 | 0.074861 | 0 | 0 | 0.14972 | 320.5316 | 0.075224 | 0 | 0 | 0.15045 | 320.783 | 0.07577 | 0 | 0 | 0.15154 | 320.9507 | 0.076133 | 0 | 0 | 0.15227 | 320.9507 | 0.076133 | 0 | 0 | 0.15227
2017-11-24 11:00 | 274.9988 | 0.81966 |  | 293.7665 | 0.017171 | 0 | 0 | 0.034342 | 302.4549 | 0.036016 | 0 | 0 | 0.072032 | 309.0941 | 0.050417 | 0 | 0 | 0.10083 | 309.2581 | 0.050772 | 0 | 0 | 0.10154 | 309.504 | 0.051305 | 0 | 0 | 0.10261 | 309.7499 | 0.051839 | 0 | 0 | 0.10368 | 309.9958 | 0.052372 | 0 | 0 | 0.10474 | 310.2417 | 0.052906 | 0 | 0 | 0.10581 | 310.4876 | 0.053439 | 0 | 0 | 0.10688 | 310.7335 | 0.053972 | 0 | 0 | 0.10794 | 310.9794 | 0.054506 | 0 | 0 | 0.10901 | 311.1433 | 0.054861 | 0 | 0 | 0.10972 | 311.3892 | 0.055394 | 0 | 0 | 0.11079 | 311.6351 | 0.055928 | 0 | 0 | 0.11186 | 311.881 | 0.056461 | 0 | 0 | 0.11292 | 312.0449 | 0.056817 | 0 | 0 | 0.11363 | 312.2908 | 0.05735 | 0 | 0 | 0.1147 | 312.4547 | 0.057706 | 0 | 0 | 0.11541 | 312.6187 | 0.058061 | 0 | 0 | 0.11612 | 312.8646 | 0.058595 | 0 | 0 | 0.11719 | 313.0285 | 0.05895 | 0 | 0 | 0.1179 | 313.2744 | 0.059484 | 0 | 0 | 0.11897 | 313.4383 | 0.059839 | 0 | 0 | 0.11968 | 313.6842 | 0.060372 | 0 | 0 | 0.12074 | 313.8482 | 0.060728 | 0 | 0 | 0.12146 | 313.8482 | 0.060728 | 0 | 0 | 0.12146
2017-11-24 12:00 | 278.0168 | 0.82866 |  | 296.9904 | 0.024164 | 0 | 0 | 0.048327 | 305.7742 | 0.043215 | 0 | 0 | 0.086431 | 312.4863 | 0.057774 | 0 | 0 | 0.11555 | 312.652 | 0.058134 | 0 | 0 | 0.11627 | 312.9006 | 0.058673 | 0 | 0 | 0.11735 | 313.1492 | 0.059212 | 0 | 0 | 0.11842 | 313.3978 | 0.059751 | 0 | 0 | 0.1195 | 313.6464 | 0.06029 | 0 | 0 | 0.12058 | 313.895 | 0.06083 | 0 | 0 | 0.12166 | 314.1436 | 0.061369 | 0 | 0 | 0.12274 | 314.3922 | 0.061908 | 0 | 0 | 0.12382 | 314.5579 | 0.062267 | 0 | 0 | 0.12453 | 314.8065 | 0.062807 | 0 | 0 | 0.12561 | 315.0551 | 0.063346 | 0 | 0 | 0.12669 | 315.3037 | 0.063885 | 0 | 0 | 0.12777 | 315.4694 | 0.064245 | 0 | 0 | 0.12849 | 315.718 | 0.064784 | 0 | 0 | 0.12957 | 315.8838 | 0.065143 | 0 | 0 | 0.13029 | 316.0495 | 0.065503 | 0 | 0 | 0.13101 | 316.2981 | 0.066042 | 0 | 0 | 0.13208 | 316.4638 | 0.066401 | 0 | 0 | 0.1328 | 316.7124 | 0.066941 | 0 | 0 | 0.13388 | 316.8781 | 0.0673 | 0 | 0 | 0.1346 | 317.1267 | 0.067839 | 0 | 0 | 0.13568 | 317.2925 | 0.068199 | 0 | 0 | 0.1364 | 317.2925 | 0.068199 | 0 | 0 | 0.1364
2017-11-24 13:00 | 273.4366 | 0.815 |  | 292.0977 | 0.013551 | 0 | 0 | 0.027102 | 300.7367 | 0.032289 | 0 | 0 | 0.064579 | 307.3383 | 0.046608 | 0 | 0 | 0.093216 | 307.5013 | 0.046962 | 0 | 0 | 0.093923 | 307.7458 | 0.047492 | 0 | 0 | 0.094984 | 307.9903 | 0.048022 | 0 | 0 | 0.096045 | 308.2348 | 0.048553 | 0 | 0 | 0.097105 | 308.4793 | 0.049083 | 0 | 0 | 0.098166 | 308.7238 | 0.049613 | 0 | 0 | 0.099226 | 308.9683 | 0.050144 | 0 | 0 | 0.10029 | 309.2128 | 0.050674 | 0 | 0 | 0.10135 | 309.3758 | 0.051027 | 0 | 0 | 0.10205 | 309.6203 | 0.051558 | 0 | 0 | 0.10312 | 309.8648 | 0.052088 | 0 | 0 | 0.10418 | 310.1093 | 0.052618 | 0 | 0 | 0.10524 | 310.2723 | 0.052972 | 0 | 0 | 0.10594 | 310.5168 | 0.053502 | 0 | 0 | 0.107 | 310.6798 | 0.053856 | 0 | 0 | 0.10771 | 310.8428 | 0.054209 | 0 | 0 | 0.10842 | 311.0873 | 0.05474 | 0 | 0 | 0.10948 | 311.2503 | 0.055093 | 0 | 0 | 0.11019 | 311.4948 | 0.055624 | 0 | 0 | 0.11125 | 311.6578 | 0.055977 | 0 | 0 | 0.11195 | 311.9023 | 0.056507 | 0 | 0 | 0.11301 | 312.0653 | 0.056861 | 0 | 0 | 0.11372 | 312.0653 | 0.056861 | 0 | 0 | 0.11372
2017-11-24 14:00 | 280.6552 | 0.83652 |  | 299.8089 | 0.030277 | 0 | 0 | 0.060554 | 308.676 | 0.04951 | 0 | 0 | 0.099019 | 315.4518 | 0.064206 | 0 | 0 | 0.12841 | 315.6191 | 0.064569 | 0 | 0 | 0.12914 | 315.8701 | 0.065114 | 0 | 0 | 0.13023 | 316.1211 | 0.065658 | 0 | 0 | 0.13132 | 316.372 | 0.066202 | 0 | 0 | 0.1324 | 316.623 | 0.066747 | 0 | 0 | 0.13349 | 316.8739 | 0.067291 | 0 | 0 | 0.13458 | 317.1249 | 0.067835 | 0 | 0 | 0.13567 | 317.3758 | 0.06838 | 0 | 0 | 0.13676 | 317.5431 | 0.068742 | 0 | 0 | 0.13748 | 317.7941 | 0.069287 | 0 | 0 | 0.13857 | 318.045 | 0.069831 | 0 | 0 | 0.13966 | 318.296 | 0.070375 | 0 | 0 | 0.14075 | 318.4633 | 0.070738 | 0 | 0 | 0.14148 | 318.7143 | 0.071283 | 0 | 0 | 0.14257 | 318.8816 | 0.071645 | 0 | 0 | 0.14329 | 319.0489 | 0.072008 | 0 | 0 | 0.14402 | 319.2998 | 0.072553 | 0 | 0 | 0.14511 | 319.4671 | 0.072916 | 0 | 0 | 0.14583 | 319.7181 | 0.07346 | 0 | 0 | 0.14692 | 319.8854 | 0.073823 | 0 | 0 | 0.14765 | 320.1364 | 0.074367 | 0 | 0 | 0.14873 | 320.3037 | 0.07473 | 0 | 0 | 0.14946 | 320.3037 | 0.07473 | 0 | 0 | 0.14946
2017-11-24 15:00 | 281.6806 | 0.83958 |  | 300.9043 | 0.032653 | 0 | 0 | 0.065306 | 309.8038 | 0.051956 | 0 | 0 | 0.10391 | 316.6044 | 0.066706 | 0 | 0 | 0.13341 | 316.7723 | 0.067071 | 0 | 0 | 0.13414 | 317.0242 | 0.067617 | 0 | 0 | 0.13523 | 317.2761 | 0.068163 | 0 | 0 | 0.13633 | 317.528 | 0.068709 | 0 | 0 | 0.13742 | 317.7798 | 0.069256 | 0 | 0 | 0.13851 | 318.0317 | 0.069802 | 0 | 0 | 0.1396 | 318.2836 | 0.070348 | 0 | 0 | 0.1407 | 318.5354 | 0.070895 | 0 | 0 | 0.14179 | 318.7034 | 0.071259 | 0 | 0 | 0.14252 | 318.9552 | 0.071805 | 0 | 0 | 0.14361 | 319.2071 | 0.072352 | 0 | 0 | 0.1447 | 319.459 | 0.072898 | 0 | 0 | 0.1458 | 319.6269 | 0.073262 | 0 | 0 | 0.14652 | 319.8788 | 0.073808 | 0 | 0 | 0.14762 | 320.0467 | 0.074173 | 0 | 0 | 0.14835 | 320.2146 | 0.074537 | 0 | 0 | 0.14907 | 320.4665 | 0.075083 | 0 | 0 | 0.15017 | 320.6344 | 0.075447 | 0 | 0 | 0.15089 | 320.8863 | 0.075994 | 0 | 0 | 0.15199 | 321.0542 | 0.076358 | 0 | 0 | 0.15272 | 321.306 | 0.076904 | 0 | 0 | 0.15381 | 321.474 | 0.077268 | 0 | 0 | 0.15454 | 321.474 | 0.077268 | 0 | 0 | 0.15454
2017-11-24 16:00 | 286.9764 | 0.85536 |  | 306.5615 | 0.044923 | 0 | 0 | 0.089847 | 315.6283 | 0.064589 | 0 | 0 | 0.12918 | 322.5568 | 0.079617 | 0 | 0 | 0.15923 | 322.7278 | 0.079988 | 0 | 0 | 0.15998 | 322.9845 | 0.080545 | 0 | 0 | 0.16109 | 323.2411 | 0.081101 | 0 | 0 | 0.1622 | 323.4977 | 0.081658 | 0 | 0 | 0.16332 | 323.7543 | 0.082214 | 0 | 0 | 0.16443 | 324.0109 | 0.082771 | 0 | 0 | 0.16554 | 324.2675 | 0.083328 | 0 | 0 | 0.16666 | 324.5241 | 0.083884 | 0 | 0 | 0.16777 | 324.6952 | 0.084255 | 0 | 0 | 0.16851 | 324.9518 | 0.084812 | 0 | 0 | 0.16962 | 325.2084 | 0.085368 | 0 | 0 | 0.17074 | 325.465 | 0.085925 | 0 | 0 | 0.17185 | 325.6361 | 0.086296 | 0 | 0 | 0.17259 | 325.8927 | 0.086853 | 0 | 0 | 0.17371 | 326.0638 | 0.087224 | 0 | 0 | 0.17445 | 326.2348 | 0.087595 | 0 | 0 | 0.17519 | 326.4914 | 0.088151 | 0 | 0 | 0.1763 | 326.6625 | 0.088522 | 0 | 0 | 0.17704 | 326.9191 | 0.089079 | 0 | 0 | 0.17816 | 327.0902 | 0.08945 | 0 | 0 | 0.1789 | 327.3468 | 0.090007 | 0 | 0 | 0.18001 | 327.5179 | 0.090378 | 0 | 0 | 0.18076 | 327.5179 | 0.090378 | 0 | 0 | 0.18076
2017-11-24 17:00 | 289.2539 | 0.86215 |  | 308.9945 | 0.0502 | 0 | 0 | 0.1004 | 318.1332 | 0.070022 | 0 | 0 | 0.14004 | 325.1167 | 0.085169 | 0 | 0 | 0.17034 | 325.2891 | 0.085543 | 0 | 0 | 0.17109 | 325.5477 | 0.086104 | 0 | 0 | 0.17221 | 325.8064 | 0.086665 | 0 | 0 | 0.17333 | 326.065 | 0.087226 | 0 | 0 | 0.17445 | 326.3237 | 0.087787 | 0 | 0 | 0.17557 | 326.5823 | 0.088348 | 0 | 0 | 0.1767 | 326.841 | 0.088909 | 0 | 0 | 0.17782 | 327.0996 | 0.08947 | 0 | 0 | 0.17894 | 327.272 | 0.089844 | 0 | 0 | 0.17969 | 327.5307 | 0.090405 | 0 | 0 | 0.18081 | 327.7893 | 0.090966 | 0 | 0 | 0.18193 | 328.048 | 0.091527 | 0 | 0 | 0.18305 | 328.2204 | 0.091901 | 0 | 0 | 0.1838 | 328.479 | 0.092462 | 0 | 0 | 0.18492 | 328.6515 | 0.092836 | 0 | 0 | 0.18567 | 328.8239 | 0.09321 | 0 | 0 | 0.18642 | 329.0825 | 0.093771 | 0 | 0 | 0.18754 | 329.255 | 0.094145 | 0 | 0 | 0.18829 | 329.5136 | 0.094706 | 0 | 0 | 0.18941 | 329.686 | 0.09508 | 0 | 0 | 0.19016 | 329.9447 | 0.095641 | 0 | 0 | 0.19128 | 330.1171 | 0.096015 | 0 | 0 | 0.19203 | 330.1171 | 0.096015 | 0 | 0 | 0.19203
2017-11-24 18:00 | 296.7101 | 0.88437 |  | 316.9595 | 0.067476 | 0 | 0 | 0.13495 | 326.3339 | 0.087809 | 0 | 0 | 0.17562 | 333.4973 | 0.10335 | 0 | 0 | 0.20669 | 333.6742 | 0.10373 | 0 | 0 | 0.20746 | 333.9395 | 0.10431 | 0 | 0 | 0.20861 | 334.2048 | 0.10488 | 0 | 0 | 0.20976 | 334.4701 | 0.10546 | 0 | 0 | 0.21091 | 334.7354 | 0.10603 | 0 | 0 | 0.21206 | 335.0007 | 0.10661 | 0 | 0 | 0.21322 | 335.266 | 0.10718 | 0 | 0 | 0.21437 | 335.5313 | 0.10776 | 0 | 0 | 0.21552 | 335.7082 | 0.10814 | 0 | 0 | 0.21628 | 335.9735 | 0.10872 | 0 | 0 | 0.21744 | 336.2388 | 0.10929 | 0 | 0 | 0.21859 | 336.5042 | 0.10987 | 0 | 0 | 0.21974 | 336.681 | 0.11025 | 0 | 0 | 0.2205 | 336.9463 | 0.11083 | 0 | 0 | 0.22166 | 337.1232 | 0.11121 | 0 | 0 | 0.22242 | 337.3001 | 0.1116 | 0 | 0 | 0.22319 | 337.5654 | 0.11217 | 0 | 0 | 0.22434 | 337.7423 | 0.11255 | 0 | 0 | 0.22511 | 338.0076 | 0.11313 | 0 | 0 | 0.22626 | 338.1845 | 0.11351 | 0 | 0 | 0.22703 | 338.4498 | 0.11409 | 0 | 0 | 0.22818 | 338.6266 | 0.11447 | 0 | 0 | 0.22895 | 338.6266 | 0.11447 | 0 | 0 | 0.22895
2017-11-24 19:00 | 291.4815 | 0.86879 |  | 311.374 | 0.055362 | 0 | 0 | 0.11072 | 320.5832 | 0.075336 | 0 | 0 | 0.15067 | 327.6204 | 0.0906 | 0 | 0 | 0.1812 | 327.7942 | 0.090977 | 0 | 0 | 0.18195 | 328.0548 | 0.091542 | 0 | 0 | 0.18308 | 328.3154 | 0.092108 | 0 | 0 | 0.18422 | 328.5761 | 0.092673 | 0 | 0 | 0.18535 | 328.8367 | 0.093238 | 0 | 0 | 0.18648 | 329.0973 | 0.093803 | 0 | 0 | 0.18761 | 329.358 | 0.094369 | 0 | 0 | 0.18874 | 329.6186 | 0.094934 | 0 | 0 | 0.18987 | 329.7924 | 0.095311 | 0 | 0 | 0.19062 | 330.053 | 0.095876 | 0 | 0 | 0.19175 | 330.3136 | 0.096442 | 0 | 0 | 0.19288 | 330.5743 | 0.097007 | 0 | 0 | 0.19401 | 330.748 | 0.097384 | 0 | 0 | 0.19477 | 331.0087 | 0.097949 | 0 | 0 | 0.1959 | 331.1824 | 0.098326 | 0 | 0 | 0.19665 | 331.3562 | 0.098703 | 0 | 0 | 0.19741 | 331.6168 | 0.099268 | 0 | 0 | 0.19854 | 331.7906 | 0.099645 | 0 | 0 | 0.19929 | 332.0512 | 0.10021 | 0 | 0 | 0.20042 | 332.225 | 0.10059 | 0 | 0 | 0.20117 | 332.4856 | 0.10115 | 0 | 0 | 0.20231 | 332.6594 | 0.10153 | 0 | 0 | 0.20306 | 332.6594 | 0.10153 | 0 | 0 | 0.20306
2017-11-24 20:00 | 285.3934 | 0.85064 |  | 304.8704 | 0.041255 | 0 | 0 | 0.082511 | 313.8872 | 0.060813 | 0 | 0 | 0.12163 | 320.7774 | 0.075758 | 0 | 0 | 0.15152 | 320.9476 | 0.076127 | 0 | 0 | 0.15225 | 321.2028 | 0.07668 | 0 | 0 | 0.15336 | 321.458 | 0.077234 | 0 | 0 | 0.15447 | 321.7132 | 0.077787 | 0 | 0 | 0.15557 | 321.9683 | 0.078341 | 0 | 0 | 0.15668 | 322.2235 | 0.078894 | 0 | 0 | 0.15779 | 322.4787 | 0.079448 | 0 | 0 | 0.1589 | 322.7339 | 0.080001 | 0 | 0 | 0.16 | 322.9041 | 0.08037 | 0 | 0 | 0.16074 | 323.1592 | 0.080924 | 0 | 0 | 0.16185 | 323.4144 | 0.081477 | 0 | 0 | 0.16295 | 323.6696 | 0.082031 | 0 | 0 | 0.16406 | 323.8398 | 0.0824 | 0 | 0 | 0.1648 | 324.095 | 0.082953 | 0 | 0 | 0.16591 | 324.2651 | 0.083322 | 0 | 0 | 0.16664 | 324.4352 | 0.083691 | 0 | 0 | 0.16738 | 324.6904 | 0.084245 | 0 | 0 | 0.16849 | 324.8605 | 0.084614 | 0 | 0 | 0.16923 | 325.1157 | 0.085167 | 0 | 0 | 0.17033 | 325.2859 | 0.085536 | 0 | 0 | 0.17107 | 325.541 | 0.08609 | 0 | 0 | 0.17218 | 325.7112 | 0.086459 | 0 | 0 | 0.17292 | 325.7112 | 0.086459 | 0 | 0 | 0.17292
2017-11-24 21:00 | 292.7431 | 0.87255 |  | 312.7217 | 0.058285 | 0 | 0 | 0.11657 | 321.9708 | 0.078346 | 0 | 0 | 0.15669 | 329.0384 | 0.093676 | 0 | 0 | 0.18735 | 329.2129 | 0.094054 | 0 | 0 | 0.18811 | 329.4747 | 0.094622 | 0 | 0 | 0.18924 | 329.7364 | 0.09519 | 0 | 0 | 0.19038 | 329.9982 | 0.095757 | 0 | 0 | 0.19151 | 330.26 | 0.096325 | 0 | 0 | 0.19265 | 330.5217 | 0.096893 | 0 | 0 | 0.19379 | 330.7835 | 0.097461 | 0 | 0 | 0.19492 | 331.0453 | 0.098029 | 0 | 0 | 0.19606 | 331.2198 | 0.098407 | 0 | 0 | 0.19681 | 331.4815 | 0.098975 | 0 | 0 | 0.19795 | 331.7433 | 0.099543 | 0 | 0 | 0.19909 | 332.0051 | 0.10011 | 0 | 0 | 0.20022 | 332.1796 | 0.10049 | 0 | 0 | 0.20098 | 332.4414 | 0.10106 | 0 | 0 | 0.20211 | 332.6159 | 0.10144 | 0 | 0 | 0.20287 | 332.7904 | 0.10181 | 0 | 0 | 0.20363 | 333.0521 | 0.10238 | 0 | 0 | 0.20476 | 333.2266 | 0.10276 | 0 | 0 | 0.20552 | 333.4884 | 0.10333 | 0 | 0 | 0.20666 | 333.6629 | 0.10371 | 0 | 0 | 0.20741 | 333.9247 | 0.10427 | 0 | 0 | 0.20855 | 334.0992 | 0.10465 | 0 | 0 | 0.20931 | 334.0992 | 0.10465 | 0 | 0 | 0.20931
2017-11-24 22:00 | 297.2885 | 0.8861 |  | 317.5774 | 0.068817 | 0 | 0 | 0.13763 | 326.97 | 0.089189 | 0 | 0 | 0.17838 | 334.1474 | 0.10476 | 0 | 0 | 0.20951 | 334.3247 | 0.10514 | 0 | 0 | 0.21028 | 334.5905 | 0.10572 | 0 | 0 | 0.21144 | 334.8563 | 0.10629 | 0 | 0 | 0.21259 | 335.1221 | 0.10687 | 0 | 0 | 0.21374 | 335.388 | 0.10745 | 0 | 0 | 0.2149 | 335.6538 | 0.10802 | 0 | 0 | 0.21605 | 335.9196 | 0.1086 | 0 | 0 | 0.2172 | 336.1855 | 0.10918 | 0 | 0 | 0.21836 | 336.3627 | 0.10956 | 0 | 0 | 0.21912 | 336.6285 | 0.11014 | 0 | 0 | 0.22028 | 336.8943 | 0.11072 | 0 | 0 | 0.22143 | 337.1602 | 0.11129 | 0 | 0 | 0.22258 | 337.3374 | 0.11168 | 0 | 0 | 0.22335 | 337.6032 | 0.11225 | 0 | 0 | 0.22451 | 337.7804 | 0.11264 | 0 | 0 | 0.22527 | 337.9577 | 0.11302 | 0 | 0 | 0.22604 | 338.2235 | 0.1136 | 0 | 0 | 0.2272 | 338.4007 | 0.11398 | 0 | 0 | 0.22796 | 338.6665 | 0.11456 | 0 | 0 | 0.22912 | 338.8438 | 0.11494 | 0 | 0 | 0.22989 | 339.1096 | 0.11552 | 0 | 0 | 0.23104 | 339.2868 | 0.1159 | 0 | 0 | 0.23181 | 339.2868 | 0.1159 | 0 | 0 | 0.23181
2017-11-24 23:00 | 282.1394 | 0.84094 |  | 301.3944 | 0.033716 | 0 | 0 | 0.067432 | 310.3084 | 0.05305 | 0 | 0 | 0.1061 | 317.1201 | 0.067825 | 0 | 0 | 0.13565 | 317.2883 | 0.06819 | 0 | 0 | 0.13638 | 317.5406 | 0.068737 | 0 | 0 | 0.13747 | 317.7929 | 0.069284 | 0 | 0 | 0.13857 | 318.0451 | 0.069831 | 0 | 0 | 0.13966 | 318.2974 | 0.070378 | 0 | 0 | 0.14076 | 318.5497 | 0.070926 | 0 | 0 | 0.14185 | 318.802 | 0.071473 | 0 | 0 | 0.14295 | 319.0543 | 0.07202 | 0 | 0 | 0.14404 | 319.2225 | 0.072385 | 0 | 0 | 0.14477 | 319.4747 | 0.072932 | 0 | 0 | 0.14586 | 319.727 | 0.073479 | 0 | 0 | 0.14696 | 319.9793 | 0.074026 | 0 | 0 | 0.14805 | 320.1475 | 0.074391 | 0 | 0 | 0.14878 | 320.3998 | 0.074938 | 0 | 0 | 0.14988 | 320.568 | 0.075303 | 0 | 0 | 0.15061 | 320.7362 | 0.075668 | 0 | 0 | 0.15134 | 320.9884 | 0.076215 | 0 | 0 | 0.15243 | 321.1566 | 0.07658 | 0 | 0 | 0.15316 | 321.4089 | 0.077127 | 0 | 0 | 0.15425 | 321.5771 | 0.077492 | 0 | 0 | 0.15498 | 321.8294 | 0.078039 | 0 | 0 | 0.15608 | 321.9976 | 0.078404 | 0 | 0 | 0.15681 | 321.9976 | 0.078404 | 0 | 0 | 0.15681
2017-11-25 | 288.3487 | 0.85945 |  | 308.0274 | 0.048103 | 0 | 0 | 0.096206 | 317.1376 | 0.067863 | 0 | 0 | 0.13573 | 324.0992 | 0.082962 | 0 | 0 | 0.16592 | 324.271 | 0.083335 | 0 | 0 | 0.16667 | 324.5289 | 0.083894 | 0 | 0 | 0.16779 | 324.7867 | 0.084454 | 0 | 0 | 0.16891 | 325.0446 | 0.085013 | 0 | 0 | 0.17003 | 325.3024 | 0.085572 | 0 | 0 | 0.17114 | 325.5602 | 0.086131 | 0 | 0 | 0.17226 | 325.8181 | 0.086691 | 0 | 0 | 0.17338 | 326.0759 | 0.08725 | 0 | 0 | 0.1745 | 326.2478 | 0.087623 | 0 | 0 | 0.17525 | 326.5056 | 0.088182 | 0 | 0 | 0.17636 | 326.7635 | 0.088741 | 0 | 0 | 0.17748 | 327.0213 | 0.089301 | 0 | 0 | 0.1786 | 327.1932 | 0.089673 | 0 | 0 | 0.17935 | 327.451 | 0.090233 | 0 | 0 | 0.18047 | 327.6229 | 0.090605 | 0 | 0 | 0.18121 | 327.7948 | 0.090978 | 0 | 0 | 0.18196 | 328.0526 | 0.091538 | 0 | 0 | 0.18308 | 328.2245 | 0.09191 | 0 | 0 | 0.18382 | 328.4824 | 0.09247 | 0 | 0 | 0.18494 | 328.6542 | 0.092842 | 0 | 0 | 0.18568 | 328.9121 | 0.093402 | 0 | 0 | 0.1868 | 329.084 | 0.093774 | 0 | 0 | 0.18755 | 329.084 | 0.093774 | 0 | 0 | 0.18755
2017-11-25 01:00 | 283.6225 | 0.84536 |  | 302.9787 | 0.037152 | 0 | 0 | 0.074304 | 311.9395 | 0.056588 | 0 | 0 | 0.11318 | 318.787 | 0.07144 | 0 | 0 | 0.14288 | 318.956 | 0.071807 | 0 | 0 | 0.14361 | 319.2097 | 0.072357 | 0 | 0 | 0.14471 | 319.4633 | 0.072907 | 0 | 0 | 0.14581 | 319.7169 | 0.073457 | 0 | 0 | 0.14691 | 319.9705 | 0.074007 | 0 | 0 | 0.14801 | 320.2241 | 0.074557 | 0 | 0 | 0.14911 | 320.4777 | 0.075107 | 0 | 0 | 0.15021 | 320.7313 | 0.075658 | 0 | 0 | 0.15132 | 320.9004 | 0.076024 | 0 | 0 | 0.15205 | 321.154 | 0.076574 | 0 | 0 | 0.15315 | 321.4076 | 0.077124 | 0 | 0 | 0.15425 | 321.6612 | 0.077675 | 0 | 0 | 0.15535 | 321.8303 | 0.078041 | 0 | 0 | 0.15608 | 322.0839 | 0.078591 | 0 | 0 | 0.15718 | 322.253 | 0.078958 | 0 | 0 | 0.15792 | 322.422 | 0.079325 | 0 | 0 | 0.15865 | 322.6756 | 0.079875 | 0 | 0 | 0.15975 | 322.8447 | 0.080242 | 0 | 0 | 0.16048 | 323.0983 | 0.080792 | 0 | 0 | 0.16158 | 323.2674 | 0.081158 | 0 | 0 | 0.16232 | 323.521 | 0.081708 | 0 | 0 | 0.16342 | 323.6901 | 0.082075 | 0 | 0 | 0.16415 | 323.6901 | 0.082075 | 0 | 0 | 0.16415
2017-11-25 02:00 | 293.1576 | 0.87378 |  | 313.1645 | 0.059245 | 0 | 0 | 0.11849 | 322.4266 | 0.079335 | 0 | 0 | 0.15867 | 329.5043 | 0.094686 | 0 | 0 | 0.18937 | 329.6791 | 0.095065 | 0 | 0 | 0.19013 | 329.9412 | 0.095634 | 0 | 0 | 0.19127 | 330.2033 | 0.096202 | 0 | 0 | 0.1924 | 330.4655 | 0.096771 | 0 | 0 | 0.19354 | 330.7276 | 0.09734 | 0 | 0 | 0.19468 | 330.9897 | 0.097908 | 0 | 0 | 0.19582 | 331.2519 | 0.098477 | 0 | 0 | 0.19695 | 331.514 | 0.099045 | 0 | 0 | 0.19809 | 331.6888 | 0.099424 | 0 | 0 | 0.19885 | 331.9509 | 0.099993 | 0 | 0 | 0.19999 | 332.213 | 0.10056 | 0 | 0 | 0.20112 | 332.4752 | 0.10113 | 0 | 0 | 0.20226 | 332.6499 | 0.10151 | 0 | 0 | 0.20302 | 332.9121 | 0.10208 | 0 | 0 | 0.20416 | 333.0868 | 0.10246 | 0 | 0 | 0.20491 | 333.2616 | 0.10284 | 0 | 0 | 0.20567 | 333.5237 | 0.1034 | 0 | 0 | 0.20681 | 333.6985 | 0.10378 | 0 | 0 | 0.20757 | 333.9606 | 0.10435 | 0 | 0 | 0.2087 | 334.1354 | 0.10473 | 0 | 0 | 0.20946 | 334.3975 | 0.1053 | 0 | 0 | 0.2106 | 334.5723 | 0.10568 | 0 | 0 | 0.21136 | 334.5723 | 0.10568 | 0 | 0 | 0.21136
2017-11-25 03:00 | 286.2227 | 0.85311 |  | 305.7564 | 0.043177 | 0 | 0 | 0.086354 | 314.7994 | 0.062791 | 0 | 0 | 0.12558 | 321.7096 | 0.07778 | 0 | 0 | 0.15556 | 321.8803 | 0.07815 | 0 | 0 | 0.1563 | 322.1362 | 0.078705 | 0 | 0 | 0.15741 | 322.3921 | 0.07926 | 0 | 0 | 0.15852 | 322.6481 | 0.079815 | 0 | 0 | 0.15963 | 322.904 | 0.08037 | 0 | 0 | 0.16074 | 323.1599 | 0.080925 | 0 | 0 | 0.16185 | 323.4159 | 0.08148 | 0 | 0 | 0.16296 | 323.6718 | 0.082035 | 0 | 0 | 0.16407 | 323.8424 | 0.082406 | 0 | 0 | 0.16481 | 324.0984 | 0.082961 | 0 | 0 | 0.16592 | 324.3543 | 0.083516 | 0 | 0 | 0.16703 | 324.6102 | 0.084071 | 0 | 0 | 0.16814 | 324.7808 | 0.084441 | 0 | 0 | 0.16888 | 325.0368 | 0.084996 | 0 | 0 | 0.16999 | 325.2074 | 0.085366 | 0 | 0 | 0.17073 | 325.378 | 0.085736 | 0 | 0 | 0.17147 | 325.634 | 0.086291 | 0 | 0 | 0.17258 | 325.8046 | 0.086661 | 0 | 0 | 0.17332 | 326.0605 | 0.087217 | 0 | 0 | 0.17443 | 326.2311 | 0.087587 | 0 | 0 | 0.17517 | 326.4871 | 0.088142 | 0 | 0 | 0.17628 | 326.6577 | 0.088512 | 0 | 0 | 0.17702 | 326.6577 | 0.088512 | 0 | 0 | 0.17702
2017-11-25 04:00 | 298.1924 | 0.88879 |  | 318.5429 | 0.070911 | 0 | 0 | 0.14182 | 327.9641 | 0.091345 | 0 | 0 | 0.18269 | 335.1633 | 0.10696 | 0 | 0 | 0.21392 | 335.3411 | 0.10735 | 0 | 0 | 0.21469 | 335.6077 | 0.10792 | 0 | 0 | 0.21585 | 335.8744 | 0.1085 | 0 | 0 | 0.21701 | 336.141 | 0.10908 | 0 | 0 | 0.21816 | 336.4076 | 0.10966 | 0 | 0 | 0.21932 | 336.6743 | 0.11024 | 0 | 0 | 0.22048 | 336.9409 | 0.11082 | 0 | 0 | 0.22163 | 337.2075 | 0.11139 | 0 | 0 | 0.22279 | 337.3853 | 0.11178 | 0 | 0 | 0.22356 | 337.6519 | 0.11236 | 0 | 0 | 0.22472 | 337.9186 | 0.11294 | 0 | 0 | 0.22587 | 338.1852 | 0.11352 | 0 | 0 | 0.22703 | 338.363 | 0.1139 | 0 | 0 | 0.2278 | 338.6296 | 0.11448 | 0 | 0 | 0.22896 | 338.8074 | 0.11486 | 0 | 0 | 0.22973 | 338.9851 | 0.11525 | 0 | 0 | 0.2305 | 339.2518 | 0.11583 | 0 | 0 | 0.23166 | 339.4295 | 0.11621 | 0 | 0 | 0.23243 | 339.6962 | 0.11679 | 0 | 0 | 0.23358 | 339.8739 | 0.11718 | 0 | 0 | 0.23436 | 340.1406 | 0.11776 | 0 | 0 | 0.23551 | 340.3183 | 0.11814 | 0 | 0 | 0.23628 | 340.3183 | 0.11814 | 0 | 0 | 0.23628
2017-11-25 05:00 | 296.3063 | 0.88317 |  | 316.5282 | 0.066541 | 0 | 0 | 0.13308 | 325.8898 | 0.086846 | 0 | 0 | 0.17369 | 333.0434 | 0.10236 | 0 | 0 | 0.20473 | 333.2201 | 0.10275 | 0 | 0 | 0.20549 | 333.485 | 0.10332 | 0 | 0 | 0.20664 | 333.75 | 0.1039 | 0 | 0 | 0.20779 | 334.0149 | 0.10447 | 0 | 0 | 0.20894 | 334.2799 | 0.10504 | 0 | 0 | 0.21009 | 334.5448 | 0.10562 | 0 | 0 | 0.21124 | 334.8098 | 0.10619 | 0 | 0 | 0.21239 | 335.0747 | 0.10677 | 0 | 0 | 0.21354 | 335.2514 | 0.10715 | 0 | 0 | 0.2143 | 335.5163 | 0.10773 | 0 | 0 | 0.21545 | 335.7813 | 0.1083 | 0 | 0 | 0.2166 | 336.0462 | 0.10888 | 0 | 0 | 0.21775 | 336.2229 | 0.10926 | 0 | 0 | 0.21852 | 336.4878 | 0.10983 | 0 | 0 | 0.21967 | 336.6644 | 0.11022 | 0 | 0 | 0.22043 | 336.8411 | 0.1106 | 0 | 0 | 0.2212 | 337.106 | 0.11117 | 0 | 0 | 0.22235 | 337.2827 | 0.11156 | 0 | 0 | 0.22311 | 337.5476 | 0.11213 | 0 | 0 | 0.22426 | 337.7243 | 0.11252 | 0 | 0 | 0.22503 | 337.9892 | 0.11309 | 0 | 0 | 0.22618 | 338.1658 | 0.11347 | 0 | 0 | 0.22695 | 338.1658 | 0.11347 | 0 | 0 | 0.22695
2017-11-25 06:00 | 296.6668 | 0.88424 |  | 316.9132 | 0.067376 | 0 | 0 | 0.13475 | 326.2862 | 0.087706 | 0 | 0 | 0.17541 | 333.4486 | 0.10324 | 0 | 0 | 0.20648 | 333.6255 | 0.10362 | 0 | 0 | 0.20725 | 333.8907 | 0.1042 | 0 | 0 | 0.2084 | 334.156 | 0.10478 | 0 | 0 | 0.20955 | 334.4213 | 0.10535 | 0 | 0 | 0.2107 | 334.6866 | 0.10593 | 0 | 0 | 0.21185 | 334.9518 | 0.1065 | 0 | 0 | 0.213 | 335.2171 | 0.10708 | 0 | 0 | 0.21415 | 335.4824 | 0.10765 | 0 | 0 | 0.21531 | 335.6592 | 0.10804 | 0 | 0 | 0.21607 | 335.9245 | 0.10861 | 0 | 0 | 0.21722 | 336.1898 | 0.10919 | 0 | 0 | 0.21837 | 336.455 | 0.10976 | 0 | 0 | 0.21952 | 336.6319 | 0.11015 | 0 | 0 | 0.22029 | 336.8972 | 0.11072 | 0 | 0 | 0.22144 | 337.074 | 0.1111 | 0 | 0 | 0.22221 | 337.2509 | 0.11149 | 0 | 0 | 0.22298 | 337.5161 | 0.11206 | 0 | 0 | 0.22413 | 337.693 | 0.11245 | 0 | 0 | 0.22489 | 337.9583 | 0.11302 | 0 | 0 | 0.22605 | 338.1351 | 0.11341 | 0 | 0 | 0.22681 | 338.4004 | 0.11398 | 0 | 0 | 0.22796 | 338.5772 | 0.11437 | 0 | 0 | 0.22873 | 338.5772 | 0.11437 | 0 | 0 | 0.22873
2017-11-25 07:00 | 290.6204 | 0.86622 |  | 310.4542 | 0.053367 | 0 | 0 | 0.10673 | 319.6362 | 0.073282 | 0 | 0 | 0.14656 | 326.6526 | 0.088501 | 0 | 0 | 0.177 | 326.8258 | 0.088877 | 0 | 0 | 0.17775 | 327.0857 | 0.08944 | 0 | 0 | 0.17888 | 327.3456 | 0.090004 | 0 | 0 | 0.18001 | 327.6054 | 0.090568 | 0 | 0 | 0.18114 | 327.8653 | 0.091131 | 0 | 0 | 0.18226 | 328.1252 | 0.091695 | 0 | 0 | 0.18339 | 328.385 | 0.092258 | 0 | 0 | 0.18452 | 328.6449 | 0.092822 | 0 | 0 | 0.18564 | 328.8181 | 0.093198 | 0 | 0 | 0.1864 | 329.078 | 0.093762 | 0 | 0 | 0.18752 | 329.3379 | 0.094325 | 0 | 0 | 0.18865 | 329.5977 | 0.094889 | 0 | 0 | 0.18978 | 329.771 | 0.095265 | 0 | 0 | 0.19053 | 330.0309 | 0.095828 | 0 | 0 | 0.19166 | 330.2041 | 0.096204 | 0 | 0 | 0.19241 | 330.3773 | 0.09658 | 0 | 0 | 0.19316 | 330.6372 | 0.097143 | 0 | 0 | 0.19429 | 330.8105 | 0.097519 | 0 | 0 | 0.19504 | 331.0703 | 0.098083 | 0 | 0 | 0.19617 | 331.2436 | 0.098459 | 0 | 0 | 0.19692 | 331.5034 | 0.099022 | 0 | 0 | 0.19804 | 331.6767 | 0.099398 | 0 | 0 | 0.1988 | 331.6767 | 0.099398 | 0 | 0 | 0.1988
2017-11-25 08:00 | 292.6714 | 0.87234 |  | 312.6451 | 0.058119 | 0 | 0 | 0.11624 | 321.8919 | 0.078175 | 0 | 0 | 0.15635 | 328.9578 | 0.093501 | 0 | 0 | 0.187 | 329.1323 | 0.093879 | 0 | 0 | 0.18776 | 329.394 | 0.094447 | 0 | 0 | 0.18889 | 329.6557 | 0.095014 | 0 | 0 | 0.19003 | 329.9174 | 0.095582 | 0 | 0 | 0.19116 | 330.1791 | 0.09615 | 0 | 0 | 0.1923 | 330.4408 | 0.096717 | 0 | 0 | 0.19343 | 330.7025 | 0.097285 | 0 | 0 | 0.19457 | 330.9642 | 0.097853 | 0 | 0 | 0.19571 | 331.1386 | 0.098231 | 0 | 0 | 0.19646 | 331.4003 | 0.098799 | 0 | 0 | 0.1976 | 331.662 | 0.099366 | 0 | 0 | 0.19873 | 331.9237 | 0.099934 | 0 | 0 | 0.19987 | 332.0982 | 0.10031 | 0 | 0 | 0.20062 | 332.3599 | 0.10088 | 0 | 0 | 0.20176 | 332.5344 | 0.10126 | 0 | 0 | 0.20252 | 332.7088 | 0.10164 | 0 | 0 | 0.20327 | 332.9705 | 0.1022 | 0 | 0 | 0.20441 | 333.145 | 0.10258 | 0 | 0 | 0.20517 | 333.4067 | 0.10315 | 0 | 0 | 0.2063 | 333.5812 | 0.10353 | 0 | 0 | 0.20706 | 333.8429 | 0.1041 | 0 | 0 | 0.20819 | 334.0173 | 0.10447 | 0 | 0 | 0.20895 | 334.0173 | 0.10447 | 0 | 0 | 0.20895
2017-11-25 09:00 | 293.4783 | 0.87474 |  | 313.5071 | 0.059988 | 0 | 0 | 0.11998 | 322.7793 | 0.0801 | 0 | 0 | 0.1602 | 329.8647 | 0.095468 | 0 | 0 | 0.19094 | 330.0397 | 0.095847 | 0 | 0 | 0.19169 | 330.3021 | 0.096417 | 0 | 0 | 0.19283 | 330.5645 | 0.096986 | 0 | 0 | 0.19397 | 330.8269 | 0.097555 | 0 | 0 | 0.19511 | 331.0894 | 0.098124 | 0 | 0 | 0.19625 | 331.3518 | 0.098693 | 0 | 0 | 0.19739 | 331.6142 | 0.099263 | 0 | 0 | 0.19853 | 331.8766 | 0.099832 | 0 | 0 | 0.19966 | 332.0516 | 0.10021 | 0 | 0 | 0.20042 | 332.314 | 0.10078 | 0 | 0 | 0.20156 | 332.5764 | 0.10135 | 0 | 0 | 0.2027 | 332.8389 | 0.10192 | 0 | 0 | 0.20384 | 333.0138 | 0.1023 | 0 | 0 | 0.2046 | 333.2762 | 0.10287 | 0 | 0 | 0.20573 | 333.4512 | 0.10325 | 0 | 0 | 0.20649 | 333.6261 | 0.10363 | 0 | 0 | 0.20725 | 333.8885 | 0.1042 | 0 | 0 | 0.20839 | 334.0635 | 0.10458 | 0 | 0 | 0.20915 | 334.3259 | 0.10514 | 0 | 0 | 0.21029 | 334.5009 | 0.10552 | 0 | 0 | 0.21105 | 334.7633 | 0.10609 | 0 | 0 | 0.21219 | 334.9382 | 0.10647 | 0 | 0 | 0.21294 | 334.9382 | 0.10647 | 0 | 0 | 0.21294
2017-11-25 10:00 | 288.8532 | 0.86096 |  | 308.5664 | 0.049272 | 0 | 0 | 0.098544 | 317.6925 | 0.069066 | 0 | 0 | 0.13813 | 324.6662 | 0.084192 | 0 | 0 | 0.16838 | 324.8384 | 0.084566 | 0 | 0 | 0.16913 | 325.0967 | 0.085126 | 0 | 0 | 0.17025 | 325.355 | 0.085686 | 0 | 0 | 0.17137 | 325.6133 | 0.086247 | 0 | 0 | 0.17249 | 325.8716 | 0.086807 | 0 | 0 | 0.17361 | 326.1298 | 0.087367 | 0 | 0 | 0.17473 | 326.3881 | 0.087927 | 0 | 0 | 0.17585 | 326.6464 | 0.088487 | 0 | 0 | 0.17697 | 326.8186 | 0.088861 | 0 | 0 | 0.17772 | 327.0769 | 0.089421 | 0 | 0 | 0.17884 | 327.3352 | 0.089981 | 0 | 0 | 0.17996 | 327.5935 | 0.090542 | 0 | 0 | 0.18108 | 327.7657 | 0.090915 | 0 | 0 | 0.18183 | 328.024 | 0.091475 | 0 | 0 | 0.18295 | 328.1961 | 0.091849 | 0 | 0 | 0.1837 | 328.3683 | 0.092222 | 0 | 0 | 0.18444 | 328.6266 | 0.092782 | 0 | 0 | 0.18556 | 328.7988 | 0.093156 | 0 | 0 | 0.18631 | 329.0571 | 0.093716 | 0 | 0 | 0.18743 | 329.2293 | 0.09409 | 0 | 0 | 0.18818 | 329.4876 | 0.09465 | 0 | 0 | 0.1893 | 329.6598 | 0.095023 | 0 | 0 | 0.19005 | 329.6598 | 0.095023 | 0 | 0 | 0.19005
2017-11-25 11:00 | 291.0968 | 0.86764 |  | 310.9631 | 0.05447 | 0 | 0 | 0.10894 | 320.1601 | 0.074419 | 0 | 0 | 0.14884 | 327.188 | 0.089662 | 0 | 0 | 0.17932 | 327.3615 | 0.090039 | 0 | 0 | 0.18008 | 327.6218 | 0.090603 | 0 | 0 | 0.18121 | 327.8821 | 0.091168 | 0 | 0 | 0.18234 | 328.1424 | 0.091732 | 0 | 0 | 0.18346 | 328.4027 | 0.092297 | 0 | 0 | 0.18459 | 328.663 | 0.092861 | 0 | 0 | 0.18572 | 328.9233 | 0.093426 | 0 | 0 | 0.18685 | 329.1836 | 0.093991 | 0 | 0 | 0.18798 | 329.3571 | 0.094367 | 0 | 0 | 0.18873 | 329.6174 | 0.094931 | 0 | 0 | 0.18986 | 329.8777 | 0.095496 | 0 | 0 | 0.19099 | 330.138 | 0.096061 | 0 | 0 | 0.19212 | 330.3115 | 0.096437 | 0 | 0 | 0.19287 | 330.5718 | 0.097002 | 0 | 0 | 0.194 | 330.7453 | 0.097378 | 0 | 0 | 0.19476 | 330.9189 | 0.097754 | 0 | 0 | 0.19551 | 331.1792 | 0.098319 | 0 | 0 | 0.19664 | 331.3527 | 0.098695 | 0 | 0 | 0.19739 | 331.613 | 0.09926 | 0 | 0 | 0.19852 | 331.7865 | 0.099636 | 0 | 0 | 0.19927 | 332.0468 | 0.1002 | 0 | 0 | 0.2004 | 332.2203 | 0.10058 | 0 | 0 | 0.20115 | 332.2203 | 0.10058 | 0 | 0 | 0.20115
2017-11-25 12:00 | 288.2755 | 0.85923 |  | 307.9492 | 0.047933 | 0 | 0 | 0.095866 | 317.0571 | 0.067688 | 0 | 0 | 0.13538 | 324.0169 | 0.082784 | 0 | 0 | 0.16557 | 324.1887 | 0.083157 | 0 | 0 | 0.16631 | 324.4465 | 0.083716 | 0 | 0 | 0.16743 | 324.7043 | 0.084275 | 0 | 0 | 0.16855 | 324.962 | 0.084834 | 0 | 0 | 0.16967 | 325.2198 | 0.085393 | 0 | 0 | 0.17079 | 325.4776 | 0.085952 | 0 | 0 | 0.1719 | 325.7353 | 0.086511 | 0 | 0 | 0.17302 | 325.9931 | 0.08707 | 0 | 0 | 0.17414 | 326.165 | 0.087443 | 0 | 0 | 0.17489 | 326.4227 | 0.088002 | 0 | 0 | 0.176 | 326.6805 | 0.088561 | 0 | 0 | 0.17712 | 326.9383 | 0.08912 | 0 | 0 | 0.17824 | 327.1101 | 0.089493 | 0 | 0 | 0.17899 | 327.3679 | 0.090052 | 0 | 0 | 0.1801 | 327.5397 | 0.090425 | 0 | 0 | 0.18085 | 327.7116 | 0.090798 | 0 | 0 | 0.1816 | 327.9693 | 0.091357 | 0 | 0 | 0.18271 | 328.1412 | 0.09173 | 0 | 0 | 0.18346 | 328.399 | 0.092289 | 0 | 0 | 0.18458 | 328.5708 | 0.092661 | 0 | 0 | 0.18532 | 328.8286 | 0.093221 | 0 | 0 | 0.18644 | 329.0004 | 0.093593 | 0 | 0 | 0.18719 | 329.0004 | 0.093593 | 0 | 0 | 0.18719
2017-11-25 13:00 | 292.8196 | 0.87278 |  | 312.8034 | 0.058462 | 0 | 0 | 0.11692 | 322.0549 | 0.078528 | 0 | 0 | 0.15706 | 329.1244 | 0.093862 | 0 | 0 | 0.18772 | 329.2989 | 0.094241 | 0 | 0 | 0.18848 | 329.5608 | 0.094809 | 0 | 0 | 0.18962 | 329.8226 | 0.095377 | 0 | 0 | 0.19075 | 330.0844 | 0.095944 | 0 | 0 | 0.19189 | 330.3463 | 0.096512 | 0 | 0 | 0.19302 | 330.6081 | 0.09708 | 0 | 0 | 0.19416 | 330.8699 | 0.097648 | 0 | 0 | 0.1953 | 331.1318 | 0.098216 | 0 | 0 | 0.19643 | 331.3063 | 0.098595 | 0 | 0 | 0.19719 | 331.5681 | 0.099163 | 0 | 0 | 0.19833 | 331.83 | 0.099731 | 0 | 0 | 0.19946 | 332.0918 | 0.1003 | 0 | 0 | 0.2006 | 332.2664 | 0.10068 | 0 | 0 | 0.20135 | 332.5282 | 0.10125 | 0 | 0 | 0.20249 | 332.7028 | 0.10162 | 0 | 0 | 0.20325 | 332.8773 | 0.102 | 0 | 0 | 0.204 | 333.1391 | 0.10257 | 0 | 0 | 0.20514 | 333.3137 | 0.10295 | 0 | 0 | 0.2059 | 333.5755 | 0.10352 | 0 | 0 | 0.20703 | 333.7501 | 0.1039 | 0 | 0 | 0.20779 | 334.0119 | 0.10446 | 0 | 0 | 0.20893 | 334.1865 | 0.10484 | 0 | 0 | 0.20968 | 334.1865 | 0.10484 | 0 | 0 | 0.20968
2017-11-25 14:00 | 289.8119 | 0.86381 |  | 309.5906 | 0.051493 | 0 | 0 | 0.10299 | 318.747 | 0.071354 | 0 | 0 | 0.14271 | 325.7439 | 0.08653 | 0 | 0 | 0.17306 | 325.9166 | 0.086905 | 0 | 0 | 0.17381 | 326.1758 | 0.087467 | 0 | 0 | 0.17493 | 326.4349 | 0.088029 | 0 | 0 | 0.17606 | 326.6941 | 0.088591 | 0 | 0 | 0.17718 | 326.9532 | 0.089153 | 0 | 0 | 0.17831 | 327.2123 | 0.089715 | 0 | 0 | 0.17943 | 327.4715 | 0.090277 | 0 | 0 | 0.18055 | 327.7306 | 0.090839 | 0 | 0 | 0.18168 | 327.9034 | 0.091214 | 0 | 0 | 0.18243 | 328.1625 | 0.091776 | 0 | 0 | 0.18355 | 328.4217 | 0.092338 | 0 | 0 | 0.18468 | 328.6808 | 0.0929 | 0 | 0 | 0.1858 | 328.8536 | 0.093275 | 0 | 0 | 0.18655 | 329.1127 | 0.093837 | 0 | 0 | 0.18767 | 329.2855 | 0.094212 | 0 | 0 | 0.18842 | 329.4583 | 0.094586 | 0 | 0 | 0.18917 | 329.7174 | 0.095148 | 0 | 0 | 0.1903 | 329.8902 | 0.095523 | 0 | 0 | 0.19105 | 330.1493 | 0.096085 | 0 | 0 | 0.19217 | 330.3221 | 0.09646 | 0 | 0 | 0.19292 | 330.5812 | 0.097022 | 0 | 0 | 0.19404 | 330.754 | 0.097397 | 0 | 0 | 0.19479 | 330.754 | 0.097397 | 0 | 0 | 0.19479
2017-11-25 15:00 | 284.8598 | 0.84905 |  | 304.3004 | 0.040019 | 0 | 0 | 0.080038 | 313.3004 | 0.05954 | 0 | 0 | 0.11908 | 320.1777 | 0.074457 | 0 | 0 | 0.14891 | 320.3475 | 0.074825 | 0 | 0 | 0.14965 | 320.6022 | 0.075378 | 0 | 0 | 0.15076 | 320.857 | 0.07593 | 0 | 0 | 0.15186 | 321.1117 | 0.076483 | 0 | 0 | 0.15297 | 321.3664 | 0.077035 | 0 | 0 | 0.15407 | 321.6211 | 0.077588 | 0 | 0 | 0.15518 | 321.8758 | 0.07814 | 0 | 0 | 0.15628 | 322.1305 | 0.078692 | 0 | 0 | 0.15738 | 322.3003 | 0.079061 | 0 | 0 | 0.15812 | 322.5551 | 0.079613 | 0 | 0 | 0.15923 | 322.8098 | 0.080166 | 0 | 0 | 0.16033 | 323.0645 | 0.080718 | 0 | 0 | 0.16144 | 323.2343 | 0.081087 | 0 | 0 | 0.16217 | 323.489 | 0.081639 | 0 | 0 | 0.16328 | 323.6588 | 0.082007 | 0 | 0 | 0.16401 | 323.8286 | 0.082376 | 0 | 0 | 0.16475 | 324.0834 | 0.082928 | 0 | 0 | 0.16586 | 324.2532 | 0.083296 | 0 | 0 | 0.16659 | 324.5079 | 0.083849 | 0 | 0 | 0.1677 | 324.6777 | 0.084217 | 0 | 0 | 0.16843 | 324.9324 | 0.08477 | 0 | 0 | 0.16954 | 325.1022 | 0.085138 | 0 | 0 | 0.17028 | 325.1022 | 0.085138 | 0 | 0 | 0.17028
2017-11-25 16:00 | 283.4455 | 0.84484 |  | 302.7896 | 0.036742 | 0 | 0 | 0.073484 | 311.7449 | 0.056166 | 0 | 0 | 0.11233 | 318.588 | 0.071009 | 0 | 0 | 0.14202 | 318.757 | 0.071375 | 0 | 0 | 0.14275 | 319.0105 | 0.071925 | 0 | 0 | 0.14385 | 319.2639 | 0.072475 | 0 | 0 | 0.14495 | 319.5174 | 0.073024 | 0 | 0 | 0.14605 | 319.7708 | 0.073574 | 0 | 0 | 0.14715 | 320.0243 | 0.074124 | 0 | 0 | 0.14825 | 320.2777 | 0.074674 | 0 | 0 | 0.14935 | 320.5312 | 0.075223 | 0 | 0 | 0.15045 | 320.7001 | 0.07559 | 0 | 0 | 0.15118 | 320.9536 | 0.07614 | 0 | 0 | 0.15228 | 321.207 | 0.076689 | 0 | 0 | 0.15338 | 321.4605 | 0.077239 | 0 | 0 | 0.15448 | 321.6294 | 0.077606 | 0 | 0 | 0.15521 | 321.8829 | 0.078155 | 0 | 0 | 0.15631 | 322.0519 | 0.078522 | 0 | 0 | 0.15704 | 322.2208 | 0.078888 | 0 | 0 | 0.15778 | 322.4743 | 0.079438 | 0 | 0 | 0.15888 | 322.6433 | 0.079805 | 0 | 0 | 0.15961 | 322.8967 | 0.080354 | 0 | 0 | 0.16071 | 323.0657 | 0.080721 | 0 | 0 | 0.16144 | 323.3191 | 0.081271 | 0 | 0 | 0.16254 | 323.4881 | 0.081637 | 0 | 0 | 0.16327 | 323.4881 | 0.081637 | 0 | 0 | 0.16327
2017-11-25 17:00 | 302.3525 | 0.90119 |  | 322.987 | 0.08055 | 0 | 0 | 0.1611 | 332.5396 | 0.10127 | 0 | 0 | 0.20254 | 339.8393 | 0.1171 | 0 | 0 | 0.23421 | 340.0195 | 0.11749 | 0 | 0 | 0.23499 | 340.2899 | 0.11808 | 0 | 0 | 0.23616 | 340.5602 | 0.11867 | 0 | 0 | 0.23733 | 340.8306 | 0.11925 | 0 | 0 | 0.23851 | 341.101 | 0.11984 | 0 | 0 | 0.23968 | 341.3713 | 0.12043 | 0 | 0 | 0.24085 | 341.6417 | 0.12101 | 0 | 0 | 0.24202 | 341.912 | 0.1216 | 0 | 0 | 0.2432 | 342.0923 | 0.12199 | 0 | 0 | 0.24398 | 342.3626 | 0.12258 | 0 | 0 | 0.24515 | 342.633 | 0.12316 | 0 | 0 | 0.24632 | 342.9033 | 0.12375 | 0 | 0 | 0.2475 | 343.0836 | 0.12414 | 0 | 0 | 0.24828 | 343.3539 | 0.12473 | 0 | 0 | 0.24945 | 343.5342 | 0.12512 | 0 | 0 | 0.25023 | 343.7144 | 0.12551 | 0 | 0 | 0.25102 | 343.9848 | 0.12609 | 0 | 0 | 0.25219 | 344.165 | 0.12649 | 0 | 0 | 0.25297 | 344.4354 | 0.12707 | 0 | 0 | 0.25414 | 344.6156 | 0.12746 | 0 | 0 | 0.25493 | 344.886 | 0.12805 | 0 | 0 | 0.2561 | 345.0662 | 0.12844 | 0 | 0 | 0.25688 | 345.0662 | 0.12844 | 0 | 0 | 0.25688
2017-11-25 18:00 | 305.7471 | 0.91131 |  | 326.6132 | 0.088415 | 0 | 0 | 0.17683 | 336.2731 | 0.10937 | 0 | 0 | 0.21874 | 343.6547 | 0.12538 | 0 | 0 | 0.25076 | 343.8369 | 0.12577 | 0 | 0 | 0.25155 | 344.1103 | 0.12637 | 0 | 0 | 0.25273 | 344.3837 | 0.12696 | 0 | 0 | 0.25392 | 344.6571 | 0.12755 | 0 | 0 | 0.25511 | 344.9305 | 0.12815 | 0 | 0 | 0.25629 | 345.2039 | 0.12874 | 0 | 0 | 0.25748 | 345.4773 | 0.12933 | 0 | 0 | 0.25866 | 345.7507 | 0.12992 | 0 | 0 | 0.25985 | 345.9329 | 0.13032 | 0 | 0 | 0.26064 | 346.2063 | 0.13091 | 0 | 0 | 0.26183 | 346.4797 | 0.13151 | 0 | 0 | 0.26301 | 346.7531 | 0.1321 | 0 | 0 | 0.2642 | 346.9354 | 0.13249 | 0 | 0 | 0.26499 | 347.2088 | 0.13309 | 0 | 0 | 0.26617 | 347.391 | 0.13348 | 0 | 0 | 0.26697 | 347.5733 | 0.13388 | 0 | 0 | 0.26776 | 347.8467 | 0.13447 | 0 | 0 | 0.26894 | 348.029 | 0.13487 | 0 | 0 | 0.26973 | 348.3023 | 0.13546 | 0 | 0 | 0.27092 | 348.4846 | 0.13585 | 0 | 0 | 0.27171 | 348.758 | 0.13645 | 0 | 0 | 0.27289 | 348.9403 | 0.13684 | 0 | 0 | 0.27369 | 348.9403 | 0.13684 | 0 | 0 | 0.27369
2017-11-25 19:00 | 309.819 | 0.92345 |  | 330.963 | 0.09785 | 0 | 0 | 0.1957 | 340.7516 | 0.11908 | 0 | 0 | 0.23816 | 348.2315 | 0.13531 | 0 | 0 | 0.27061 | 348.4162 | 0.13571 | 0 | 0 | 0.27141 | 348.6932 | 0.13631 | 0 | 0 | 0.27261 | 348.9702 | 0.13691 | 0 | 0 | 0.27382 | 349.2473 | 0.13751 | 0 | 0 | 0.27502 | 349.5243 | 0.13811 | 0 | 0 | 0.27622 | 349.8013 | 0.13871 | 0 | 0 | 0.27742 | 350.0784 | 0.13931 | 0 | 0 | 0.27862 | 350.3554 | 0.13991 | 0 | 0 | 0.27982 | 350.5401 | 0.14031 | 0 | 0 | 0.28063 | 350.8171 | 0.14091 | 0 | 0 | 0.28183 | 351.0942 | 0.14151 | 0 | 0 | 0.28303 | 351.3712 | 0.14212 | 0 | 0 | 0.28423 | 351.5559 | 0.14252 | 0 | 0 | 0.28503 | 351.8329 | 0.14312 | 0 | 0 | 0.28623 | 352.0176 | 0.14352 | 0 | 0 | 0.28704 | 352.2023 | 0.14392 | 0 | 0 | 0.28784 | 352.4793 | 0.14452 | 0 | 0 | 0.28904 | 352.664 | 0.14492 | 0 | 0 | 0.28984 | 352.9411 | 0.14552 | 0 | 0 | 0.29104 | 353.1257 | 0.14592 | 0 | 0 | 0.29184 | 353.4028 | 0.14652 | 0 | 0 | 0.29304 | 353.5875 | 0.14692 | 0 | 0 | 0.29385 | 353.5875 | 0.14692 | 0 | 0 | 0.29385
2017-11-25 20:00 | 302.7199 | 0.90229 |  | 323.3795 | 0.081401 | 0 | 0 | 0.1628 | 332.9437 | 0.10215 | 0 | 0 | 0.20429 | 340.2522 | 0.118 | 0 | 0 | 0.236 | 340.4327 | 0.11839 | 0 | 0 | 0.23678 | 340.7034 | 0.11898 | 0 | 0 | 0.23795 | 340.9741 | 0.11956 | 0 | 0 | 0.23913 | 341.2448 | 0.12015 | 0 | 0 | 0.2403 | 341.5154 | 0.12074 | 0 | 0 | 0.24148 | 341.7861 | 0.12133 | 0 | 0 | 0.24265 | 342.0568 | 0.12191 | 0 | 0 | 0.24383 | 342.3275 | 0.1225 | 0 | 0 | 0.245 | 342.508 | 0.12289 | 0 | 0 | 0.24578 | 342.7786 | 0.12348 | 0 | 0 | 0.24696 | 343.0493 | 0.12407 | 0 | 0 | 0.24813 | 343.32 | 0.12465 | 0 | 0 | 0.2493 | 343.5005 | 0.12504 | 0 | 0 | 0.25009 | 343.7712 | 0.12563 | 0 | 0 | 0.25126 | 343.9516 | 0.12602 | 0 | 0 | 0.25204 | 344.1321 | 0.12641 | 0 | 0 | 0.25283 | 344.4028 | 0.127 | 0 | 0 | 0.254 | 344.5832 | 0.12739 | 0 | 0 | 0.25478 | 344.8539 | 0.12798 | 0 | 0 | 0.25596 | 345.0344 | 0.12837 | 0 | 0 | 0.25674 | 345.305 | 0.12896 | 0 | 0 | 0.25792 | 345.4855 | 0.12935 | 0 | 0 | 0.2587 | 345.4855 | 0.12935 | 0 | 0 | 0.2587
2017-11-25 21:00 | 304.8418 | 0.90861 |  | 325.6461 | 0.086318 | 0 | 0 | 0.17264 | 335.2774 | 0.10721 | 0 | 0 | 0.21442 | 342.6372 | 0.12317 | 0 | 0 | 0.24634 | 342.8189 | 0.12357 | 0 | 0 | 0.24713 | 343.0915 | 0.12416 | 0 | 0 | 0.24831 | 343.3641 | 0.12475 | 0 | 0 | 0.2495 | 343.6366 | 0.12534 | 0 | 0 | 0.25068 | 343.9092 | 0.12593 | 0 | 0 | 0.25186 | 344.1818 | 0.12652 | 0 | 0 | 0.25304 | 344.4544 | 0.12711 | 0 | 0 | 0.25423 | 344.727 | 0.1277 | 0 | 0 | 0.25541 | 344.9087 | 0.1281 | 0 | 0 | 0.2562 | 345.1813 | 0.12869 | 0 | 0 | 0.25738 | 345.4539 | 0.12928 | 0 | 0 | 0.25856 | 345.7264 | 0.12987 | 0 | 0 | 0.25974 | 345.9082 | 0.13027 | 0 | 0 | 0.26053 | 346.1808 | 0.13086 | 0 | 0 | 0.26171 | 346.3625 | 0.13125 | 0 | 0 | 0.2625 | 346.5442 | 0.13165 | 0 | 0 | 0.26329 | 346.8168 | 0.13224 | 0 | 0 | 0.26447 | 346.9985 | 0.13263 | 0 | 0 | 0.26526 | 347.2711 | 0.13322 | 0 | 0 | 0.26644 | 347.4528 | 0.13362 | 0 | 0 | 0.26723 | 347.7254 | 0.13421 | 0 | 0 | 0.26842 | 347.9071 | 0.1346 | 0 | 0 | 0.2692 | 347.9071 | 0.1346 | 0 | 0 | 0.2692
2017-11-25 22:00 | 305.7435 | 0.9113 |  | 326.6094 | 0.088407 | 0 | 0 | 0.17681 | 336.2691 | 0.10936 | 0 | 0 | 0.21872 | 343.6506 | 0.12537 | 0 | 0 | 0.25074 | 343.8329 | 0.12576 | 0 | 0 | 0.25153 | 344.1063 | 0.12636 | 0 | 0 | 0.25272 | 344.3797 | 0.12695 | 0 | 0 | 0.2539 | 344.6531 | 0.12754 | 0 | 0 | 0.25509 | 344.9265 | 0.12814 | 0 | 0 | 0.25627 | 345.1998 | 0.12873 | 0 | 0 | 0.25746 | 345.4732 | 0.12932 | 0 | 0 | 0.25865 | 345.7466 | 0.12992 | 0 | 0 | 0.25983 | 345.9289 | 0.13031 | 0 | 0 | 0.26062 | 346.2023 | 0.1309 | 0 | 0 | 0.26181 | 346.4757 | 0.1315 | 0 | 0 | 0.26299 | 346.7491 | 0.13209 | 0 | 0 | 0.26418 | 346.9313 | 0.13249 | 0 | 0 | 0.26497 | 347.2047 | 0.13308 | 0 | 0 | 0.26616 | 347.387 | 0.13347 | 0 | 0 | 0.26695 | 347.5692 | 0.13387 | 0 | 0 | 0.26774 | 347.8426 | 0.13446 | 0 | 0 | 0.26892 | 348.0249 | 0.13486 | 0 | 0 | 0.26971 | 348.2983 | 0.13545 | 0 | 0 | 0.2709 | 348.4805 | 0.13585 | 0 | 0 | 0.27169 | 348.7539 | 0.13644 | 0 | 0 | 0.27288 | 348.9362 | 0.13683 | 0 | 0 | 0.27367 | 348.9362 | 0.13683 | 0 | 0 | 0.27367
2017-11-25 23:00 | 303.455 | 0.90448 |  | 324.1647 | 0.083105 | 0 | 0 | 0.16621 | 333.7521 | 0.1039 | 0 | 0 | 0.2078 | 341.0784 | 0.11979 | 0 | 0 | 0.23958 | 341.2593 | 0.12018 | 0 | 0 | 0.24037 | 341.5306 | 0.12077 | 0 | 0 | 0.24154 | 341.802 | 0.12136 | 0 | 0 | 0.24272 | 342.0733 | 0.12195 | 0 | 0 | 0.2439 | 342.3447 | 0.12254 | 0 | 0 | 0.24507 | 342.616 | 0.12313 | 0 | 0 | 0.24625 | 342.8874 | 0.12371 | 0 | 0 | 0.24743 | 343.1587 | 0.1243 | 0 | 0 | 0.24861 | 343.3396 | 0.12469 | 0 | 0 | 0.24939 | 343.6109 | 0.12528 | 0 | 0 | 0.25057 | 343.8823 | 0.12587 | 0 | 0 | 0.25174 | 344.1536 | 0.12646 | 0 | 0 | 0.25292 | 344.3345 | 0.12685 | 0 | 0 | 0.25371 | 344.6059 | 0.12744 | 0 | 0 | 0.25488 | 344.7868 | 0.12783 | 0 | 0 | 0.25567 | 344.9677 | 0.12823 | 0 | 0 | 0.25645 | 345.239 | 0.12881 | 0 | 0 | 0.25763 | 345.4199 | 0.12921 | 0 | 0 | 0.25841 | 345.6912 | 0.1298 | 0 | 0 | 0.25959 | 345.8721 | 0.13019 | 0 | 0 | 0.26038 | 346.1435 | 0.13078 | 0 | 0 | 0.26155 | 346.3244 | 0.13117 | 0 | 0 | 0.26234 | 346.3244 | 0.13117 | 0 | 0 | 0.26234
2017-11-26 | 301.9908 | 0.90011 |  | 322.6006 | 0.079712 | 0 | 0 | 0.15942 | 332.1418 | 0.10041 | 0 | 0 | 0.20081 | 339.4327 | 0.11622 | 0 | 0 | 0.23244 | 339.6127 | 0.11661 | 0 | 0 | 0.23322 | 339.8827 | 0.1172 | 0 | 0 | 0.23439 | 340.1528 | 0.11778 | 0 | 0 | 0.23557 | 340.4228 | 0.11837 | 0 | 0 | 0.23674 | 340.6928 | 0.11895 | 0 | 0 | 0.23791 | 340.9629 | 0.11954 | 0 | 0 | 0.23908 | 341.2329 | 0.12013 | 0 | 0 | 0.24025 | 341.5029 | 0.12071 | 0 | 0 | 0.24142 | 341.683 | 0.1211 | 0 | 0 | 0.2422 | 341.953 | 0.12169 | 0 | 0 | 0.24337 | 342.223 | 0.12227 | 0 | 0 | 0.24455 | 342.4931 | 0.12286 | 0 | 0 | 0.24572 | 342.6731 | 0.12325 | 0 | 0 | 0.2465 | 342.9431 | 0.12383 | 0 | 0 | 0.24767 | 343.1231 | 0.12423 | 0 | 0 | 0.24845 | 343.3032 | 0.12462 | 0 | 0 | 0.24923 | 343.5732 | 0.1252 | 0 | 0 | 0.2504 | 343.7532 | 0.12559 | 0 | 0 | 0.25118 | 344.0233 | 0.12618 | 0 | 0 | 0.25236 | 344.2033 | 0.12657 | 0 | 0 | 0.25314 | 344.4733 | 0.12715 | 0 | 0 | 0.25431 | 344.6533 | 0.12754 | 0 | 0 | 0.25509 | 344.6533 | 0.12754 | 0 | 0 | 0.25509
2017-11-26 01:00 | 301.7291 | 0.89933 |  | 322.321 | 0.079106 | 0 | 0 | 0.15821 | 331.854 | 0.099783 | 0 | 0 | 0.19957 | 339.1386 | 0.11558 | 0 | 0 | 0.23117 | 339.3184 | 0.11597 | 0 | 0 | 0.23195 | 339.5882 | 0.11656 | 0 | 0 | 0.23312 | 339.858 | 0.11714 | 0 | 0 | 0.23429 | 340.1278 | 0.11773 | 0 | 0 | 0.23546 | 340.3976 | 0.11831 | 0 | 0 | 0.23663 | 340.6674 | 0.1189 | 0 | 0 | 0.2378 | 340.9372 | 0.11948 | 0 | 0 | 0.23897 | 341.207 | 0.12007 | 0 | 0 | 0.24014 | 341.3869 | 0.12046 | 0 | 0 | 0.24092 | 341.6567 | 0.12104 | 0 | 0 | 0.24209 | 341.9265 | 0.12163 | 0 | 0 | 0.24326 | 342.1963 | 0.12222 | 0 | 0 | 0.24443 | 342.3762 | 0.12261 | 0 | 0 | 0.24521 | 342.646 | 0.12319 | 0 | 0 | 0.24638 | 342.8258 | 0.12358 | 0 | 0 | 0.24716 | 343.0057 | 0.12397 | 0 | 0 | 0.24794 | 343.2755 | 0.12456 | 0 | 0 | 0.24911 | 343.4554 | 0.12495 | 0 | 0 | 0.24989 | 343.7252 | 0.12553 | 0 | 0 | 0.25106 | 343.905 | 0.12592 | 0 | 0 | 0.25184 | 344.1748 | 0.12651 | 0 | 0 | 0.25301 | 344.3547 | 0.1269 | 0 | 0 | 0.25379 | 344.3547 | 0.1269 | 0 | 0 | 0.25379
2017-11-26 02:00 | 300.6378 | 0.89608 |  | 321.1552 | 0.076577 | 0 | 0 | 0.15315 | 330.6537 | 0.097179 | 0 | 0 | 0.19436 | 337.9119 | 0.11292 | 0 | 0 | 0.22584 | 338.0911 | 0.11331 | 0 | 0 | 0.22662 | 338.36 | 0.11389 | 0 | 0 | 0.22779 | 338.6288 | 0.11448 | 0 | 0 | 0.22895 | 338.8976 | 0.11506 | 0 | 0 | 0.23012 | 339.1664 | 0.11564 | 0 | 0 | 0.23129 | 339.4353 | 0.11623 | 0 | 0 | 0.23245 | 339.7041 | 0.11681 | 0 | 0 | 0.23362 | 339.9729 | 0.11739 | 0 | 0 | 0.23479 | 340.1521 | 0.11778 | 0 | 0 | 0.23556 | 340.421 | 0.11836 | 0 | 0 | 0.23673 | 340.6898 | 0.11895 | 0 | 0 | 0.23789 | 340.9586 | 0.11953 | 0 | 0 | 0.23906 | 341.1378 | 0.11992 | 0 | 0 | 0.23984 | 341.4066 | 0.1205 | 0 | 0 | 0.241 | 341.5859 | 0.12089 | 0 | 0 | 0.24178 | 341.7651 | 0.12128 | 0 | 0 | 0.24256 | 342.0339 | 0.12186 | 0 | 0 | 0.24373 | 342.2131 | 0.12225 | 0 | 0 | 0.2445 | 342.4819 | 0.12283 | 0 | 0 | 0.24567 | 342.6612 | 0.12322 | 0 | 0 | 0.24645 | 342.93 | 0.12381 | 0 | 0 | 0.24761 | 343.1092 | 0.1242 | 0 | 0 | 0.24839 | 343.1092 | 0.1242 | 0 | 0 | 0.24839
2017-11-26 03:00 | 303.781 | 0.90545 |  | 324.5129 | 0.08386 | 0 | 0 | 0.16772 | 334.1107 | 0.10468 | 0 | 0 | 0.20935 | 341.4448 | 0.12059 | 0 | 0 | 0.24117 | 341.6259 | 0.12098 | 0 | 0 | 0.24196 | 341.8975 | 0.12157 | 0 | 0 | 0.24313 | 342.1692 | 0.12216 | 0 | 0 | 0.24431 | 342.4408 | 0.12275 | 0 | 0 | 0.24549 | 342.7125 | 0.12333 | 0 | 0 | 0.24667 | 342.9841 | 0.12392 | 0 | 0 | 0.24785 | 343.2557 | 0.12451 | 0 | 0 | 0.24903 | 343.5274 | 0.1251 | 0 | 0 | 0.2502 | 343.7084 | 0.12549 | 0 | 0 | 0.25099 | 343.9801 | 0.12608 | 0 | 0 | 0.25217 | 344.2517 | 0.12667 | 0 | 0 | 0.25335 | 344.5233 | 0.12726 | 0 | 0 | 0.25452 | 344.7044 | 0.12766 | 0 | 0 | 0.25531 | 344.9761 | 0.12824 | 0 | 0 | 0.25649 | 345.1572 | 0.12864 | 0 | 0 | 0.25727 | 345.3383 | 0.12903 | 0 | 0 | 0.25806 | 345.6099 | 0.12962 | 0 | 0 | 0.25924 | 345.791 | 0.13001 | 0 | 0 | 0.26002 | 346.0626 | 0.1306 | 0 | 0 | 0.2612 | 346.2437 | 0.13099 | 0 | 0 | 0.26199 | 346.5153 | 0.13158 | 0 | 0 | 0.26317 | 346.6964 | 0.13198 | 0 | 0 | 0.26395 | 346.6964 | 0.13198 | 0 | 0 | 0.26395
2017-11-26 04:00 | 301.9818 | 0.90009 |  | 322.591 | 0.079691 | 0 | 0 | 0.15938 | 332.1319 | 0.10039 | 0 | 0 | 0.20077 | 339.4226 | 0.1162 | 0 | 0 | 0.2324 | 339.6026 | 0.11659 | 0 | 0 | 0.23318 | 339.8726 | 0.11718 | 0 | 0 | 0.23435 | 340.1427 | 0.11776 | 0 | 0 | 0.23552 | 340.4127 | 0.11835 | 0 | 0 | 0.23669 | 340.6827 | 0.11893 | 0 | 0 | 0.23786 | 340.9527 | 0.11952 | 0 | 0 | 0.23904 | 341.2228 | 0.1201 | 0 | 0 | 0.24021 | 341.4928 | 0.12069 | 0 | 0 | 0.24138 | 341.6728 | 0.12108 | 0 | 0 | 0.24216 | 341.9428 | 0.12167 | 0 | 0 | 0.24333 | 342.2129 | 0.12225 | 0 | 0 | 0.2445 | 342.4829 | 0.12284 | 0 | 0 | 0.24567 | 342.6629 | 0.12323 | 0 | 0 | 0.24645 | 342.9329 | 0.12381 | 0 | 0 | 0.24763 | 343.1129 | 0.1242 | 0 | 0 | 0.24841 | 343.293 | 0.12459 | 0 | 0 | 0.24919 | 343.563 | 0.12518 | 0 | 0 | 0.25036 | 343.743 | 0.12557 | 0 | 0 | 0.25114 | 344.013 | 0.12616 | 0 | 0 | 0.25231 | 344.193 | 0.12655 | 0 | 0 | 0.25309 | 344.4631 | 0.12713 | 0 | 0 | 0.25426 | 344.6431 | 0.12752 | 0 | 0 | 0.25504 | 344.6431 | 0.12752 | 0 | 0 | 0.25504
2017-11-26 05:00 | 300.5681 | 0.89587 |  | 321.0808 | 0.076416 | 0 | 0 | 0.15283 | 330.5771 | 0.097013 | 0 | 0 | 0.19403 | 337.8337 | 0.11275 | 0 | 0 | 0.22551 | 338.0128 | 0.11314 | 0 | 0 | 0.22628 | 338.2816 | 0.11372 | 0 | 0 | 0.22745 | 338.5504 | 0.11431 | 0 | 0 | 0.22861 | 338.8191 | 0.11489 | 0 | 0 | 0.22978 | 339.0879 | 0.11547 | 0 | 0 | 0.23095 | 339.3566 | 0.11606 | 0 | 0 | 0.23211 | 339.6254 | 0.11664 | 0 | 0 | 0.23328 | 339.8942 | 0.11722 | 0 | 0 | 0.23444 | 340.0733 | 0.11761 | 0 | 0 | 0.23522 | 340.3421 | 0.11819 | 0 | 0 | 0.23639 | 340.6109 | 0.11878 | 0 | 0 | 0.23755 | 340.8796 | 0.11936 | 0 | 0 | 0.23872 | 341.0588 | 0.11975 | 0 | 0 | 0.2395 | 341.3276 | 0.12033 | 0 | 0 | 0.24066 | 341.5067 | 0.12072 | 0 | 0 | 0.24144 | 341.6859 | 0.12111 | 0 | 0 | 0.24222 | 341.9547 | 0.12169 | 0 | 0 | 0.24338 | 342.1338 | 0.12208 | 0 | 0 | 0.24416 | 342.4026 | 0.12266 | 0 | 0 | 0.24533 | 342.5818 | 0.12305 | 0 | 0 | 0.2461 | 342.8505 | 0.12363 | 0 | 0 | 0.24727 | 343.0297 | 0.12402 | 0 | 0 | 0.24805 | 343.0297 | 0.12402 | 0 | 0 | 0.24805
2017-11-26 06:00 | 304.2147 | 0.90674 |  | 324.9763 | 0.084865 | 0 | 0 | 0.16973 | 334.5877 | 0.10571 | 0 | 0 | 0.21142 | 341.9324 | 0.12164 | 0 | 0 | 0.24329 | 342.1137 | 0.12204 | 0 | 0 | 0.24407 | 342.3857 | 0.12263 | 0 | 0 | 0.24525 | 342.6577 | 0.12322 | 0 | 0 | 0.24643 | 342.9298 | 0.12381 | 0 | 0 | 0.24761 | 343.2018 | 0.1244 | 0 | 0 | 0.24879 | 343.4738 | 0.12499 | 0 | 0 | 0.24997 | 343.7458 | 0.12558 | 0 | 0 | 0.25115 | 344.0179 | 0.12617 | 0 | 0 | 0.25233 | 344.1992 | 0.12656 | 0 | 0 | 0.25312 | 344.4712 | 0.12715 | 0 | 0 | 0.2543 | 344.7433 | 0.12774 | 0 | 0 | 0.25548 | 345.0153 | 0.12833 | 0 | 0 | 0.25666 | 345.1966 | 0.12872 | 0 | 0 | 0.25745 | 345.4686 | 0.12931 | 0 | 0 | 0.25863 | 345.65 | 0.12971 | 0 | 0 | 0.25941 | 345.8313 | 0.1301 | 0 | 0 | 0.2602 | 346.1034 | 0.13069 | 0 | 0 | 0.26138 | 346.2847 | 0.13108 | 0 | 0 | 0.26217 | 346.5567 | 0.13167 | 0 | 0 | 0.26335 | 346.7381 | 0.13207 | 0 | 0 | 0.26413 | 347.0101 | 0.13266 | 0 | 0 | 0.26531 | 347.1915 | 0.13305 | 0 | 0 | 0.2661 | 347.1915 | 0.13305 | 0 | 0 | 0.2661
2017-11-26 07:00 | 304.9425 | 0.90891 |  | 325.7537 | 0.086551 | 0 | 0 | 0.1731 | 335.3882 | 0.10745 | 0 | 0 | 0.2149 | 342.7504 | 0.12342 | 0 | 0 | 0.24683 | 342.9322 | 0.12381 | 0 | 0 | 0.24762 | 343.2048 | 0.1244 | 0 | 0 | 0.24881 | 343.4775 | 0.12499 | 0 | 0 | 0.24999 | 343.7502 | 0.12559 | 0 | 0 | 0.25117 | 344.0229 | 0.12618 | 0 | 0 | 0.25235 | 344.2955 | 0.12677 | 0 | 0 | 0.25354 | 344.5682 | 0.12736 | 0 | 0 | 0.25472 | 344.8409 | 0.12795 | 0 | 0 | 0.2559 | 345.0227 | 0.12835 | 0 | 0 | 0.25669 | 345.2953 | 0.12894 | 0 | 0 | 0.25787 | 345.568 | 0.12953 | 0 | 0 | 0.25906 | 345.8407 | 0.13012 | 0 | 0 | 0.26024 | 346.0225 | 0.13051 | 0 | 0 | 0.26103 | 346.2951 | 0.13111 | 0 | 0 | 0.26221 | 346.4769 | 0.1315 | 0 | 0 | 0.263 | 346.6587 | 0.13189 | 0 | 0 | 0.26379 | 346.9314 | 0.13249 | 0 | 0 | 0.26497 | 347.1132 | 0.13288 | 0 | 0 | 0.26576 | 347.3858 | 0.13347 | 0 | 0 | 0.26694 | 347.5676 | 0.13387 | 0 | 0 | 0.26773 | 347.8403 | 0.13446 | 0 | 0 | 0.26891 | 348.0221 | 0.13485 | 0 | 0 | 0.2697 | 348.0221 | 0.13485 | 0 | 0 | 0.2697
2017-11-26 08:00 | 300.0558 | 0.89435 |  | 320.5335 | 0.075229 | 0 | 0 | 0.15046 | 330.0136 | 0.095791 | 0 | 0 | 0.19158 | 337.2578 | 0.1115 | 0 | 0 | 0.22301 | 337.4367 | 0.11189 | 0 | 0 | 0.22378 | 337.705 | 0.11247 | 0 | 0 | 0.22495 | 337.9733 | 0.11306 | 0 | 0 | 0.22611 | 338.2416 | 0.11364 | 0 | 0 | 0.22727 | 338.5099 | 0.11422 | 0 | 0 | 0.22844 | 338.7782 | 0.1148 | 0 | 0 | 0.2296 | 339.0465 | 0.11538 | 0 | 0 | 0.23077 | 339.3148 | 0.11597 | 0 | 0 | 0.23193 | 339.4937 | 0.11635 | 0 | 0 | 0.23271 | 339.762 | 0.11694 | 0 | 0 | 0.23387 | 340.0303 | 0.11752 | 0 | 0 | 0.23503 | 340.2986 | 0.1181 | 0 | 0 | 0.2362 | 340.4774 | 0.11849 | 0 | 0 | 0.23697 | 340.7458 | 0.11907 | 0 | 0 | 0.23814 | 340.9246 | 0.11946 | 0 | 0 | 0.23891 | 341.1035 | 0.11984 | 0 | 0 | 0.23969 | 341.3718 | 0.12043 | 0 | 0 | 0.24085 | 341.5507 | 0.12081 | 0 | 0 | 0.24163 | 341.819 | 0.1214 | 0 | 0 | 0.24279 | 341.9978 | 0.12178 | 0 | 0 | 0.24357 | 342.2661 | 0.12237 | 0 | 0 | 0.24473 | 342.445 | 0.12275 | 0 | 0 | 0.24551 | 342.445 | 0.12275 | 0 | 0 | 0.24551
2017-11-26 09:00 | 305.8866 | 0.91173 |  | 326.7623 | 0.088739 | 0 | 0 | 0.17748 | 336.4266 | 0.1097 | 0 | 0 | 0.2194 | 343.8116 | 0.12572 | 0 | 0 | 0.25144 | 343.9939 | 0.12611 | 0 | 0 | 0.25223 | 344.2674 | 0.12671 | 0 | 0 | 0.25341 | 344.5409 | 0.1273 | 0 | 0 | 0.2546 | 344.8145 | 0.12789 | 0 | 0 | 0.25579 | 345.088 | 0.12849 | 0 | 0 | 0.25697 | 345.3615 | 0.12908 | 0 | 0 | 0.25816 | 345.635 | 0.12967 | 0 | 0 | 0.25935 | 345.9085 | 0.13027 | 0 | 0 | 0.26053 | 346.0909 | 0.13066 | 0 | 0 | 0.26132 | 346.3644 | 0.13126 | 0 | 0 | 0.26251 | 346.6379 | 0.13185 | 0 | 0 | 0.2637 | 346.9114 | 0.13244 | 0 | 0 | 0.26488 | 347.0938 | 0.13284 | 0 | 0 | 0.26568 | 347.3673 | 0.13343 | 0 | 0 | 0.26686 | 347.5496 | 0.13383 | 0 | 0 | 0.26765 | 347.732 | 0.13422 | 0 | 0 | 0.26844 | 348.0055 | 0.13482 | 0 | 0 | 0.26963 | 348.1878 | 0.13521 | 0 | 0 | 0.27042 | 348.4614 | 0.1358 | 0 | 0 | 0.27161 | 348.6437 | 0.1362 | 0 | 0 | 0.2724 | 348.9172 | 0.13679 | 0 | 0 | 0.27359 | 349.0996 | 0.13719 | 0 | 0 | 0.27438 | 349.0996 | 0.13719 | 0 | 0 | 0.27438
2017-11-26 10:00 | 297.2203 | 0.88589 |  | 317.5045 | 0.068659 | 0 | 0 | 0.13732 | 326.895 | 0.089027 | 0 | 0 | 0.17805 | 334.0707 | 0.10459 | 0 | 0 | 0.20918 | 334.2479 | 0.10498 | 0 | 0 | 0.20995 | 334.5137 | 0.10555 | 0 | 0 | 0.2111 | 334.7794 | 0.10613 | 0 | 0 | 0.21226 | 335.0452 | 0.1067 | 0 | 0 | 0.21341 | 335.311 | 0.10728 | 0 | 0 | 0.21456 | 335.5767 | 0.10786 | 0 | 0 | 0.21571 | 335.8425 | 0.10843 | 0 | 0 | 0.21687 | 336.1083 | 0.10901 | 0 | 0 | 0.21802 | 336.2855 | 0.10939 | 0 | 0 | 0.21879 | 336.5512 | 0.10997 | 0 | 0 | 0.21994 | 336.817 | 0.11055 | 0 | 0 | 0.22109 | 337.0828 | 0.11112 | 0 | 0 | 0.22225 | 337.2599 | 0.11151 | 0 | 0 | 0.22302 | 337.5257 | 0.11208 | 0 | 0 | 0.22417 | 337.7029 | 0.11247 | 0 | 0 | 0.22494 | 337.8801 | 0.11285 | 0 | 0 | 0.22571 | 338.1458 | 0.11343 | 0 | 0 | 0.22686 | 338.323 | 0.11381 | 0 | 0 | 0.22763 | 338.5888 | 0.11439 | 0 | 0 | 0.22878 | 338.766 | 0.11477 | 0 | 0 | 0.22955 | 339.0317 | 0.11535 | 0 | 0 | 0.2307 | 339.2089 | 0.11574 | 0 | 0 | 0.23147 | 339.2089 | 0.11574 | 0 | 0 | 0.23147
2017-11-26 11:00 | 300.3637 | 0.89526 |  | 320.8625 | 0.075942 | 0 | 0 | 0.15188 | 330.3523 | 0.096525 | 0 | 0 | 0.19305 | 337.6039 | 0.11225 | 0 | 0 | 0.22451 | 337.7829 | 0.11264 | 0 | 0 | 0.22529 | 338.0515 | 0.11323 | 0 | 0 | 0.22645 | 338.3201 | 0.11381 | 0 | 0 | 0.22762 | 338.5887 | 0.11439 | 0 | 0 | 0.22878 | 338.8573 | 0.11497 | 0 | 0 | 0.22995 | 339.1258 | 0.11556 | 0 | 0 | 0.23111 | 339.3944 | 0.11614 | 0 | 0 | 0.23228 | 339.663 | 0.11672 | 0 | 0 | 0.23344 | 339.8421 | 0.11711 | 0 | 0 | 0.23422 | 340.1106 | 0.11769 | 0 | 0 | 0.23538 | 340.3792 | 0.11827 | 0 | 0 | 0.23655 | 340.6478 | 0.11886 | 0 | 0 | 0.23771 | 340.8268 | 0.11924 | 0 | 0 | 0.23849 | 341.0954 | 0.11983 | 0 | 0 | 0.23965 | 341.2745 | 0.12022 | 0 | 0 | 0.24043 | 341.4535 | 0.1206 | 0 | 0 | 0.24121 | 341.7221 | 0.12119 | 0 | 0 | 0.24237 | 341.9012 | 0.12157 | 0 | 0 | 0.24315 | 342.1697 | 0.12216 | 0 | 0 | 0.24432 | 342.3488 | 0.12255 | 0 | 0 | 0.24509 | 342.6174 | 0.12313 | 0 | 0 | 0.24626 | 342.7964 | 0.12352 | 0 | 0 | 0.24703 | 342.7964 | 0.12352 | 0 | 0 | 0.24703
2017-11-26 12:00 | 300.6593 | 0.89614 |  | 321.1782 | 0.076627 | 0 | 0 | 0.15325 | 330.6774 | 0.097231 | 0 | 0 | 0.19446 | 337.9362 | 0.11297 | 0 | 0 | 0.22595 | 338.1154 | 0.11336 | 0 | 0 | 0.22673 | 338.3842 | 0.11395 | 0 | 0 | 0.22789 | 338.6531 | 0.11453 | 0 | 0 | 0.22906 | 338.9219 | 0.11511 | 0 | 0 | 0.23023 | 339.1908 | 0.1157 | 0 | 0 | 0.23139 | 339.4596 | 0.11628 | 0 | 0 | 0.23256 | 339.7284 | 0.11686 | 0 | 0 | 0.23372 | 339.9973 | 0.11745 | 0 | 0 | 0.23489 | 340.1765 | 0.11783 | 0 | 0 | 0.23567 | 340.4454 | 0.11842 | 0 | 0 | 0.23683 | 340.7142 | 0.119 | 0 | 0 | 0.238 | 340.983 | 0.11958 | 0 | 0 | 0.23917 | 341.1623 | 0.11997 | 0 | 0 | 0.23994 | 341.4311 | 0.12056 | 0 | 0 | 0.24111 | 341.6103 | 0.12094 | 0 | 0 | 0.24189 | 341.7896 | 0.12133 | 0 | 0 | 0.24267 | 342.0584 | 0.12192 | 0 | 0 | 0.24383 | 342.2376 | 0.1223 | 0 | 0 | 0.24461 | 342.5065 | 0.12289 | 0 | 0 | 0.24578 | 342.6857 | 0.12328 | 0 | 0 | 0.24655 | 342.9546 | 0.12386 | 0 | 0 | 0.24772 | 343.1338 | 0.12425 | 0 | 0 | 0.2485 | 343.1338 | 0.12425 | 0 | 0 | 0.2485
2017-11-26 13:00 | 293.0124 | 0.87335 |  | 313.0095 | 0.058909 | 0 | 0 | 0.11782 | 322.267 | 0.078988 | 0 | 0 | 0.15798 | 329.3412 | 0.094332 | 0 | 0 | 0.18866 | 329.5158 | 0.094711 | 0 | 0 | 0.18942 | 329.7778 | 0.095279 | 0 | 0 | 0.19056 | 330.0398 | 0.095848 | 0 | 0 | 0.1917 | 330.3018 | 0.096416 | 0 | 0 | 0.19283 | 330.5638 | 0.096984 | 0 | 0 | 0.19397 | 330.8259 | 0.097553 | 0 | 0 | 0.19511 | 331.0879 | 0.098121 | 0 | 0 | 0.19624 | 331.3499 | 0.098689 | 0 | 0 | 0.19738 | 331.5245 | 0.099068 | 0 | 0 | 0.19814 | 331.7865 | 0.099636 | 0 | 0 | 0.19927 | 332.0485 | 0.1002 | 0 | 0 | 0.20041 | 332.3105 | 0.10077 | 0 | 0 | 0.20155 | 332.4852 | 0.10115 | 0 | 0 | 0.2023 | 332.7472 | 0.10172 | 0 | 0 | 0.20344 | 332.9219 | 0.1021 | 0 | 0 | 0.2042 | 333.0966 | 0.10248 | 0 | 0 | 0.20496 | 333.3586 | 0.10305 | 0 | 0 | 0.20609 | 333.5332 | 0.10342 | 0 | 0 | 0.20685 | 333.7952 | 0.10399 | 0 | 0 | 0.20799 | 333.9699 | 0.10437 | 0 | 0 | 0.20874 | 334.2319 | 0.10494 | 0 | 0 | 0.20988 | 334.4066 | 0.10532 | 0 | 0 | 0.21064 | 334.4066 | 0.10532 | 0 | 0 | 0.21064
2017-11-26 14:00 | 296.9786 | 0.88517 |  | 317.2464 | 0.068099 | 0 | 0 | 0.1362 | 326.6292 | 0.08845 | 0 | 0 | 0.1769 | 333.7991 | 0.104 | 0 | 0 | 0.208 | 333.9761 | 0.10439 | 0 | 0 | 0.20877 | 334.2417 | 0.10496 | 0 | 0 | 0.20992 | 334.5072 | 0.10554 | 0 | 0 | 0.21108 | 334.7728 | 0.10611 | 0 | 0 | 0.21223 | 335.0383 | 0.10669 | 0 | 0 | 0.21338 | 335.3039 | 0.10727 | 0 | 0 | 0.21453 | 335.5695 | 0.10784 | 0 | 0 | 0.21568 | 335.835 | 0.10842 | 0 | 0 | 0.21683 | 336.012 | 0.1088 | 0 | 0 | 0.2176 | 336.2776 | 0.10938 | 0 | 0 | 0.21875 | 336.5431 | 0.10995 | 0 | 0 | 0.21991 | 336.8087 | 0.11053 | 0 | 0 | 0.22106 | 336.9857 | 0.11091 | 0 | 0 | 0.22183 | 337.2513 | 0.11149 | 0 | 0 | 0.22298 | 337.4283 | 0.11187 | 0 | 0 | 0.22375 | 337.6054 | 0.11226 | 0 | 0 | 0.22451 | 337.8709 | 0.11283 | 0 | 0 | 0.22567 | 338.0479 | 0.11322 | 0 | 0 | 0.22643 | 338.3135 | 0.11379 | 0 | 0 | 0.22759 | 338.4905 | 0.11418 | 0 | 0 | 0.22835 | 338.7561 | 0.11475 | 0 | 0 | 0.22951 | 338.9331 | 0.11514 | 0 | 0 | 0.23027 | 338.9331 | 0.11514 | 0 | 0 | 0.23027
2017-11-26 15:00 | 298.4712 | 0.88962 |  | 318.8408 | 0.071557 | 0 | 0 | 0.14311 | 328.2708 | 0.092011 | 0 | 0 | 0.18402 | 335.4767 | 0.10764 | 0 | 0 | 0.21528 | 335.6547 | 0.10803 | 0 | 0 | 0.21605 | 335.9216 | 0.10861 | 0 | 0 | 0.21721 | 336.1884 | 0.10918 | 0 | 0 | 0.21837 | 336.4553 | 0.10976 | 0 | 0 | 0.21953 | 336.7222 | 0.11034 | 0 | 0 | 0.22068 | 336.9891 | 0.11092 | 0 | 0 | 0.22184 | 337.256 | 0.1115 | 0 | 0 | 0.223 | 337.5229 | 0.11208 | 0 | 0 | 0.22416 | 337.7008 | 0.11246 | 0 | 0 | 0.22493 | 337.9677 | 0.11304 | 0 | 0 | 0.22609 | 338.2346 | 0.11362 | 0 | 0 | 0.22724 | 338.5015 | 0.1142 | 0 | 0 | 0.2284 | 338.6794 | 0.11459 | 0 | 0 | 0.22917 | 338.9463 | 0.11517 | 0 | 0 | 0.23033 | 339.1242 | 0.11555 | 0 | 0 | 0.2311 | 339.3021 | 0.11594 | 0 | 0 | 0.23188 | 339.569 | 0.11652 | 0 | 0 | 0.23303 | 339.7469 | 0.1169 | 0 | 0 | 0.2338 | 340.0138 | 0.11748 | 0 | 0 | 0.23496 | 340.1917 | 0.11787 | 0 | 0 | 0.23573 | 340.4586 | 0.11845 | 0 | 0 | 0.23689 | 340.6366 | 0.11883 | 0 | 0 | 0.23766 | 340.6366 | 0.11883 | 0 | 0 | 0.23766
2017-11-26 16:00 | 292.177 | 0.87086 |  | 312.1171 | 0.056973 | 0 | 0 | 0.11395 | 321.3482 | 0.076996 | 0 | 0 | 0.15399 | 328.4022 | 0.092296 | 0 | 0 | 0.18459 | 328.5764 | 0.092673 | 0 | 0 | 0.18535 | 328.8376 | 0.09324 | 0 | 0 | 0.18648 | 329.0989 | 0.093807 | 0 | 0 | 0.18761 | 329.3601 | 0.094373 | 0 | 0 | 0.18875 | 329.6214 | 0.09494 | 0 | 0 | 0.18988 | 329.8826 | 0.095507 | 0 | 0 | 0.19101 | 330.1439 | 0.096073 | 0 | 0 | 0.19215 | 330.4052 | 0.09664 | 0 | 0 | 0.19328 | 330.5793 | 0.097018 | 0 | 0 | 0.19404 | 330.8406 | 0.097585 | 0 | 0 | 0.19517 | 331.1019 | 0.098151 | 0 | 0 | 0.1963 | 331.3631 | 0.098718 | 0 | 0 | 0.19744 | 331.5373 | 0.099096 | 0 | 0 | 0.19819 | 331.7985 | 0.099662 | 0 | 0 | 0.19932 | 331.9727 | 0.10004 | 0 | 0 | 0.20008 | 332.1469 | 0.10042 | 0 | 0 | 0.20084 | 332.4081 | 0.10098 | 0 | 0 | 0.20197 | 332.5823 | 0.10136 | 0 | 0 | 0.20272 | 332.8436 | 0.10193 | 0 | 0 | 0.20386 | 333.0178 | 0.10231 | 0 | 0 | 0.20461 | 333.279 | 0.10287 | 0 | 0 | 0.20575 | 333.4532 | 0.10325 | 0 | 0 | 0.2065 | 333.4532 | 0.10325 | 0 | 0 | 0.2065
2017-11-26 17:00 | 290.9513 | 0.86721 |  | 310.8076 | 0.054133 | 0 | 0 | 0.10827 | 320.0001 | 0.074071 | 0 | 0 | 0.14814 | 327.0244 | 0.089307 | 0 | 0 | 0.17861 | 327.1979 | 0.089684 | 0 | 0 | 0.17937 | 327.458 | 0.090248 | 0 | 0 | 0.1805 | 327.7182 | 0.090812 | 0 | 0 | 0.18162 | 327.9784 | 0.091376 | 0 | 0 | 0.18275 | 328.2385 | 0.091941 | 0 | 0 | 0.18388 | 328.4987 | 0.092505 | 0 | 0 | 0.18501 | 328.7589 | 0.093069 | 0 | 0 | 0.18614 | 329.019 | 0.093634 | 0 | 0 | 0.18727 | 329.1925 | 0.09401 | 0 | 0 | 0.18802 | 329.4526 | 0.094574 | 0 | 0 | 0.18915 | 329.7128 | 0.095138 | 0 | 0 | 0.19028 | 329.973 | 0.095703 | 0 | 0 | 0.19141 | 330.1464 | 0.096079 | 0 | 0 | 0.19216 | 330.4066 | 0.096643 | 0 | 0 | 0.19329 | 330.58 | 0.097019 | 0 | 0 | 0.19404 | 330.7534 | 0.097396 | 0 | 0 | 0.19479 | 331.0136 | 0.09796 | 0 | 0 | 0.19592 | 331.187 | 0.098336 | 0 | 0 | 0.19667 | 331.4472 | 0.0989 | 0 | 0 | 0.1978 | 331.6207 | 0.099277 | 0 | 0 | 0.19855 | 331.8808 | 0.099841 | 0 | 0 | 0.19968 | 332.0543 | 0.10022 | 0 | 0 | 0.20043 | 332.0543 | 0.10022 | 0 | 0 | 0.20043
2017-11-26 18:00 | 296.3151 | 0.8832 |  | 316.5376 | 0.066561 | 0 | 0 | 0.13312 | 325.8994 | 0.086867 | 0 | 0 | 0.17373 | 333.0533 | 0.10238 | 0 | 0 | 0.20477 | 333.23 | 0.10277 | 0 | 0 | 0.20553 | 333.4949 | 0.10334 | 0 | 0 | 0.20668 | 333.7599 | 0.10392 | 0 | 0 | 0.20783 | 334.0249 | 0.10449 | 0 | 0 | 0.20898 | 334.2898 | 0.10507 | 0 | 0 | 0.21013 | 334.5548 | 0.10564 | 0 | 0 | 0.21128 | 334.8197 | 0.10622 | 0 | 0 | 0.21243 | 335.0847 | 0.10679 | 0 | 0 | 0.21358 | 335.2613 | 0.10717 | 0 | 0 | 0.21435 | 335.5263 | 0.10775 | 0 | 0 | 0.2155 | 335.7912 | 0.10832 | 0 | 0 | 0.21665 | 336.0562 | 0.1089 | 0 | 0 | 0.21779 | 336.2328 | 0.10928 | 0 | 0 | 0.21856 | 336.4978 | 0.10986 | 0 | 0 | 0.21971 | 336.6744 | 0.11024 | 0 | 0 | 0.22048 | 336.8511 | 0.11062 | 0 | 0 | 0.22124 | 337.116 | 0.1112 | 0 | 0 | 0.22239 | 337.2927 | 0.11158 | 0 | 0 | 0.22316 | 337.5576 | 0.11215 | 0 | 0 | 0.22431 | 337.7343 | 0.11254 | 0 | 0 | 0.22507 | 337.9992 | 0.11311 | 0 | 0 | 0.22622 | 338.1759 | 0.11349 | 0 | 0 | 0.22699 | 338.1759 | 0.11349 | 0 | 0 | 0.22699
2017-11-26 19:00 | 304.2502 | 0.90685 |  | 325.0142 | 0.084947 | 0 | 0 | 0.16989 | 334.6268 | 0.1058 | 0 | 0 | 0.21159 | 341.9722 | 0.12173 | 0 | 0 | 0.24346 | 342.1536 | 0.12212 | 0 | 0 | 0.24425 | 342.4257 | 0.12271 | 0 | 0 | 0.24543 | 342.6977 | 0.1233 | 0 | 0 | 0.24661 | 342.9698 | 0.12389 | 0 | 0 | 0.24779 | 343.2418 | 0.12448 | 0 | 0 | 0.24897 | 343.5139 | 0.12507 | 0 | 0 | 0.25015 | 343.7859 | 0.12566 | 0 | 0 | 0.25133 | 344.058 | 0.12625 | 0 | 0 | 0.25251 | 344.2394 | 0.12665 | 0 | 0 | 0.25329 | 344.5114 | 0.12724 | 0 | 0 | 0.25447 | 344.7835 | 0.12783 | 0 | 0 | 0.25565 | 345.0555 | 0.12842 | 0 | 0 | 0.25683 | 345.2369 | 0.12881 | 0 | 0 | 0.25762 | 345.509 | 0.1294 | 0 | 0 | 0.2588 | 345.6903 | 0.12979 | 0 | 0 | 0.25959 | 345.8717 | 0.13019 | 0 | 0 | 0.26037 | 346.1437 | 0.13078 | 0 | 0 | 0.26155 | 346.3251 | 0.13117 | 0 | 0 | 0.26234 | 346.5972 | 0.13176 | 0 | 0 | 0.26352 | 346.7785 | 0.13215 | 0 | 0 | 0.26431 | 347.0506 | 0.13274 | 0 | 0 | 0.26549 | 347.232 | 0.13314 | 0 | 0 | 0.26627 | 347.232 | 0.13314 | 0 | 0 | 0.26627
2017-11-26 20:00 | 301.2555 | 0.89792 |  | 321.8151 | 0.078008 | 0 | 0 | 0.15602 | 331.333 | 0.098653 | 0 | 0 | 0.19731 | 338.6062 | 0.11443 | 0 | 0 | 0.22886 | 338.7858 | 0.11482 | 0 | 0 | 0.22964 | 339.0552 | 0.1154 | 0 | 0 | 0.2308 | 339.3245 | 0.11599 | 0 | 0 | 0.23197 | 339.5939 | 0.11657 | 0 | 0 | 0.23314 | 339.8633 | 0.11715 | 0 | 0 | 0.23431 | 340.1327 | 0.11774 | 0 | 0 | 0.23548 | 340.402 | 0.11832 | 0 | 0 | 0.23665 | 340.6714 | 0.11891 | 0 | 0 | 0.23782 | 340.851 | 0.1193 | 0 | 0 | 0.23859 | 341.1204 | 0.11988 | 0 | 0 | 0.23976 | 341.3898 | 0.12047 | 0 | 0 | 0.24093 | 341.6591 | 0.12105 | 0 | 0 | 0.2421 | 341.8387 | 0.12144 | 0 | 0 | 0.24288 | 342.1081 | 0.12202 | 0 | 0 | 0.24405 | 342.2877 | 0.12241 | 0 | 0 | 0.24483 | 342.4673 | 0.1228 | 0 | 0 | 0.24561 | 342.7366 | 0.12339 | 0 | 0 | 0.24677 | 342.9162 | 0.12378 | 0 | 0 | 0.24755 | 343.1856 | 0.12436 | 0 | 0 | 0.24872 | 343.3652 | 0.12475 | 0 | 0 | 0.2495 | 343.6346 | 0.12533 | 0 | 0 | 0.25067 | 343.8141 | 0.12572 | 0 | 0 | 0.25145 | 343.8141 | 0.12572 | 0 | 0 | 0.25145
2017-11-26 21:00 | 305.0047 | 0.9091 |  | 325.8201 | 0.086695 | 0 | 0 | 0.17339 | 335.4566 | 0.1076 | 0 | 0 | 0.21519 | 342.8202 | 0.12357 | 0 | 0 | 0.24714 | 343.0021 | 0.12396 | 0 | 0 | 0.24793 | 343.2748 | 0.12455 | 0 | 0 | 0.24911 | 343.5475 | 0.12515 | 0 | 0 | 0.25029 | 343.8202 | 0.12574 | 0 | 0 | 0.25147 | 344.093 | 0.12633 | 0 | 0 | 0.25266 | 344.3657 | 0.12692 | 0 | 0 | 0.25384 | 344.6384 | 0.12751 | 0 | 0 | 0.25502 | 344.9112 | 0.1281 | 0 | 0 | 0.25621 | 345.093 | 0.1285 | 0 | 0 | 0.257 | 345.3657 | 0.12909 | 0 | 0 | 0.25818 | 345.6384 | 0.12968 | 0 | 0 | 0.25936 | 345.9112 | 0.13027 | 0 | 0 | 0.26055 | 346.093 | 0.13067 | 0 | 0 | 0.26133 | 346.3657 | 0.13126 | 0 | 0 | 0.26252 | 346.5475 | 0.13165 | 0 | 0 | 0.26331 | 346.7294 | 0.13205 | 0 | 0 | 0.26409 | 347.0021 | 0.13264 | 0 | 0 | 0.26528 | 347.1839 | 0.13303 | 0 | 0 | 0.26607 | 347.4566 | 0.13362 | 0 | 0 | 0.26725 | 347.6385 | 0.13402 | 0 | 0 | 0.26804 | 347.9112 | 0.13461 | 0 | 0 | 0.26922 | 348.093 | 0.13501 | 0 | 0 | 0.27001 | 348.093 | 0.13501 | 0 | 0 | 0.27001
2017-11-26 22:00 | 298.8397 | 0.89072 |  | 319.2345 | 0.072411 | 0 | 0 | 0.14482 | 328.6761 | 0.09289 | 0 | 0 | 0.18578 | 335.891 | 0.10854 | 0 | 0 | 0.21708 | 336.0691 | 0.10893 | 0 | 0 | 0.21785 | 336.3363 | 0.1095 | 0 | 0 | 0.21901 | 336.6035 | 0.11008 | 0 | 0 | 0.22017 | 336.8708 | 0.11066 | 0 | 0 | 0.22133 | 337.138 | 0.11124 | 0 | 0 | 0.22249 | 337.4052 | 0.11182 | 0 | 0 | 0.22365 | 337.6724 | 0.1124 | 0 | 0 | 0.22481 | 337.9396 | 0.11298 | 0 | 0 | 0.22596 | 338.1178 | 0.11337 | 0 | 0 | 0.22674 | 338.385 | 0.11395 | 0 | 0 | 0.2279 | 338.6522 | 0.11453 | 0 | 0 | 0.22906 | 338.9194 | 0.11511 | 0 | 0 | 0.23022 | 339.0976 | 0.11549 | 0 | 0 | 0.23099 | 339.3648 | 0.11607 | 0 | 0 | 0.23215 | 339.5429 | 0.11646 | 0 | 0 | 0.23292 | 339.7211 | 0.11685 | 0 | 0 | 0.23369 | 339.9883 | 0.11743 | 0 | 0 | 0.23485 | 340.1664 | 0.11781 | 0 | 0 | 0.23562 | 340.4336 | 0.11839 | 0 | 0 | 0.23678 | 340.6118 | 0.11878 | 0 | 0 | 0.23756 | 340.879 | 0.11936 | 0 | 0 | 0.23872 | 341.0571 | 0.11974 | 0 | 0 | 0.23949 | 341.0571 | 0.11974 | 0 | 0 | 0.23949
2017-11-26 23:00 | 304.1038 | 0.90641 |  | 324.8578 | 0.084608 | 0 | 0 | 0.16922 | 334.4657 | 0.10545 | 0 | 0 | 0.21089 | 341.8076 | 0.12137 | 0 | 0 | 0.24274 | 341.9889 | 0.12177 | 0 | 0 | 0.24353 | 342.2608 | 0.12236 | 0 | 0 | 0.24471 | 342.5328 | 0.12294 | 0 | 0 | 0.24589 | 342.8047 | 0.12353 | 0 | 0 | 0.24707 | 343.0766 | 0.12412 | 0 | 0 | 0.24825 | 343.3485 | 0.12471 | 0 | 0 | 0.24943 | 343.6205 | 0.1253 | 0 | 0 | 0.25061 | 343.8924 | 0.12589 | 0 | 0 | 0.25179 | 344.0737 | 0.12629 | 0 | 0 | 0.25257 | 344.3456 | 0.12688 | 0 | 0 | 0.25375 | 344.6175 | 0.12747 | 0 | 0 | 0.25493 | 344.8894 | 0.12806 | 0 | 0 | 0.25611 | 345.0707 | 0.12845 | 0 | 0 | 0.2569 | 345.3426 | 0.12904 | 0 | 0 | 0.25808 | 345.5239 | 0.12943 | 0 | 0 | 0.25887 | 345.7052 | 0.12983 | 0 | 0 | 0.25965 | 345.9771 | 0.13042 | 0 | 0 | 0.26083 | 346.1584 | 0.13081 | 0 | 0 | 0.26162 | 346.4303 | 0.1314 | 0 | 0 | 0.2628 | 346.6116 | 0.13179 | 0 | 0 | 0.26358 | 346.8835 | 0.13238 | 0 | 0 | 0.26476 | 347.0648 | 0.13277 | 0 | 0 | 0.26555 | 347.0648 | 0.13277 | 0 | 0 | 0.26555
2017-11-27 | 302.3936 | 0.90131 |  | 323.0309 | 0.080645 | 0 | 0 | 0.16129 | 332.5848 | 0.10137 | 0 | 0 | 0.20274 | 339.8855 | 0.1172 | 0 | 0 | 0.23441 | 340.0657 | 0.11759 | 0 | 0 | 0.23519 | 340.3361 | 0.11818 | 0 | 0 | 0.23636 | 340.6065 | 0.11877 | 0 | 0 | 0.23753 | 340.8769 | 0.11935 | 0 | 0 | 0.23871 | 341.1473 | 0.11994 | 0 | 0 | 0.23988 | 341.4177 | 0.12053 | 0 | 0 | 0.24105 | 341.6881 | 0.12111 | 0 | 0 | 0.24223 | 341.9585 | 0.1217 | 0 | 0 | 0.2434 | 342.1388 | 0.12209 | 0 | 0 | 0.24418 | 342.4091 | 0.12268 | 0 | 0 | 0.24535 | 342.6795 | 0.12326 | 0 | 0 | 0.24653 | 342.9499 | 0.12385 | 0 | 0 | 0.2477 | 343.1302 | 0.12424 | 0 | 0 | 0.24848 | 343.4006 | 0.12483 | 0 | 0 | 0.24965 | 343.5809 | 0.12522 | 0 | 0 | 0.25044 | 343.7611 | 0.12561 | 0 | 0 | 0.25122 | 344.0315 | 0.1262 | 0 | 0 | 0.25239 | 344.2118 | 0.12659 | 0 | 0 | 0.25317 | 344.4822 | 0.12717 | 0 | 0 | 0.25435 | 344.6624 | 0.12756 | 0 | 0 | 0.25513 | 344.9328 | 0.12815 | 0 | 0 | 0.2563 | 345.1131 | 0.12854 | 0 | 0 | 0.25708 | 345.1131 | 0.12854 | 0 | 0 | 0.25708
2017-11-27 01:00 | 303.3589 | 0.90419 |  | 324.0621 | 0.082882 | 0 | 0 | 0.16576 | 333.6465 | 0.10367 | 0 | 0 | 0.20734 | 340.9704 | 0.11956 | 0 | 0 | 0.23911 | 341.1513 | 0.11995 | 0 | 0 | 0.2399 | 341.4225 | 0.12054 | 0 | 0 | 0.24107 | 341.6938 | 0.12113 | 0 | 0 | 0.24225 | 341.965 | 0.12171 | 0 | 0 | 0.24343 | 342.2363 | 0.1223 | 0 | 0 | 0.2446 | 342.5076 | 0.12289 | 0 | 0 | 0.24578 | 342.7788 | 0.12348 | 0 | 0 | 0.24696 | 343.0501 | 0.12407 | 0 | 0 | 0.24813 | 343.2309 | 0.12446 | 0 | 0 | 0.24892 | 343.5022 | 0.12505 | 0 | 0 | 0.2501 | 343.7734 | 0.12564 | 0 | 0 | 0.25127 | 344.0447 | 0.12622 | 0 | 0 | 0.25245 | 344.2255 | 0.12662 | 0 | 0 | 0.25323 | 344.4968 | 0.1272 | 0 | 0 | 0.25441 | 344.6776 | 0.1276 | 0 | 0 | 0.25519 | 344.8585 | 0.12799 | 0 | 0 | 0.25598 | 345.1297 | 0.12858 | 0 | 0 | 0.25716 | 345.3106 | 0.12897 | 0 | 0 | 0.25794 | 345.5818 | 0.12956 | 0 | 0 | 0.25912 | 345.7626 | 0.12995 | 0 | 0 | 0.2599 | 346.0339 | 0.13054 | 0 | 0 | 0.26108 | 346.2147 | 0.13093 | 0 | 0 | 0.26186 | 346.2147 | 0.13093 | 0 | 0 | 0.26186
2017-11-27 02:00 | 302.2115 | 0.90077 |  | 322.8363 | 0.080223 | 0 | 0 | 0.16045 | 332.3845 | 0.10093 | 0 | 0 | 0.20187 | 339.6807 | 0.11676 | 0 | 0 | 0.23352 | 339.8609 | 0.11715 | 0 | 0 | 0.2343 | 340.1311 | 0.11774 | 0 | 0 | 0.23547 | 340.4013 | 0.11832 | 0 | 0 | 0.23664 | 340.6716 | 0.11891 | 0 | 0 | 0.23782 | 340.9418 | 0.11949 | 0 | 0 | 0.23899 | 341.212 | 0.12008 | 0 | 0 | 0.24016 | 341.4823 | 0.12067 | 0 | 0 | 0.24133 | 341.7525 | 0.12125 | 0 | 0 | 0.24251 | 341.9326 | 0.12164 | 0 | 0 | 0.24329 | 342.2029 | 0.12223 | 0 | 0 | 0.24446 | 342.4731 | 0.12282 | 0 | 0 | 0.24563 | 342.7433 | 0.1234 | 0 | 0 | 0.2468 | 342.9235 | 0.12379 | 0 | 0 | 0.24758 | 343.1937 | 0.12438 | 0 | 0 | 0.24876 | 343.3739 | 0.12477 | 0 | 0 | 0.24954 | 343.554 | 0.12516 | 0 | 0 | 0.25032 | 343.8243 | 0.12575 | 0 | 0 | 0.25149 | 344.0044 | 0.12614 | 0 | 0 | 0.25227 | 344.2746 | 0.12672 | 0 | 0 | 0.25345 | 344.4548 | 0.12711 | 0 | 0 | 0.25423 | 344.725 | 0.1277 | 0 | 0 | 0.2554 | 344.9052 | 0.12809 | 0 | 0 | 0.25618 | 344.9052 | 0.12809 | 0 | 0 | 0.25618
2017-11-27 03:00 | 297.8017 | 0.88763 |  | 318.1256 | 0.070006 | 0 | 0 | 0.14001 | 327.5345 | 0.090414 | 0 | 0 | 0.18083 | 334.7242 | 0.10601 | 0 | 0 | 0.21202 | 334.9018 | 0.10639 | 0 | 0 | 0.21279 | 335.1681 | 0.10697 | 0 | 0 | 0.21394 | 335.4343 | 0.10755 | 0 | 0 | 0.2151 | 335.7006 | 0.10813 | 0 | 0 | 0.21625 | 335.9669 | 0.1087 | 0 | 0 | 0.21741 | 336.2332 | 0.10928 | 0 | 0 | 0.21856 | 336.4995 | 0.10986 | 0 | 0 | 0.21972 | 336.7658 | 0.11044 | 0 | 0 | 0.22087 | 336.9433 | 0.11082 | 0 | 0 | 0.22164 | 337.2096 | 0.1114 | 0 | 0 | 0.2228 | 337.4759 | 0.11198 | 0 | 0 | 0.22395 | 337.7422 | 0.11255 | 0 | 0 | 0.22511 | 337.9197 | 0.11294 | 0 | 0 | 0.22588 | 338.186 | 0.11352 | 0 | 0 | 0.22703 | 338.3635 | 0.1139 | 0 | 0 | 0.2278 | 338.541 | 0.11429 | 0 | 0 | 0.22857 | 338.8073 | 0.11486 | 0 | 0 | 0.22973 | 338.9848 | 0.11525 | 0 | 0 | 0.2305 | 339.2511 | 0.11583 | 0 | 0 | 0.23165 | 339.4287 | 0.11621 | 0 | 0 | 0.23242 | 339.6949 | 0.11679 | 0 | 0 | 0.23358 | 339.8725 | 0.11717 | 0 | 0 | 0.23435 | 339.8725 | 0.11717 | 0 | 0 | 0.23435
2017-11-27 04:00 | 301.4532 | 0.89851 |  | 322.0263 | 0.078466 | 0 | 0 | 0.15693 | 331.5505 | 0.099124 | 0 | 0 | 0.19825 | 338.8285 | 0.11491 | 0 | 0 | 0.22982 | 339.0082 | 0.1153 | 0 | 0 | 0.2306 | 339.2777 | 0.11588 | 0 | 0 | 0.23177 | 339.5473 | 0.11647 | 0 | 0 | 0.23294 | 339.8168 | 0.11705 | 0 | 0 | 0.23411 | 340.0864 | 0.11764 | 0 | 0 | 0.23528 | 340.3559 | 0.11822 | 0 | 0 | 0.23645 | 340.6255 | 0.11881 | 0 | 0 | 0.23762 | 340.895 | 0.11939 | 0 | 0 | 0.23879 | 341.0747 | 0.11978 | 0 | 0 | 0.23956 | 341.3443 | 0.12037 | 0 | 0 | 0.24073 | 341.6138 | 0.12095 | 0 | 0 | 0.2419 | 341.8834 | 0.12154 | 0 | 0 | 0.24307 | 342.0631 | 0.12193 | 0 | 0 | 0.24385 | 342.3327 | 0.12251 | 0 | 0 | 0.24502 | 342.5124 | 0.1229 | 0 | 0 | 0.2458 | 342.6921 | 0.12329 | 0 | 0 | 0.24658 | 342.9616 | 0.12388 | 0 | 0 | 0.24775 | 343.1413 | 0.12426 | 0 | 0 | 0.24853 | 343.4109 | 0.12485 | 0 | 0 | 0.2497 | 343.5906 | 0.12524 | 0 | 0 | 0.25048 | 343.8601 | 0.12582 | 0 | 0 | 0.25165 | 344.0398 | 0.12621 | 0 | 0 | 0.25243 | 344.0398 | 0.12621 | 0 | 0 | 0.25243
2017-11-27 05:00 | 300.0166 | 0.89423 |  | 320.4917 | 0.075138 | 0 | 0 | 0.15028 | 329.9705 | 0.095697 | 0 | 0 | 0.19139 | 337.2137 | 0.11141 | 0 | 0 | 0.22282 | 337.3926 | 0.1118 | 0 | 0 | 0.22359 | 337.6609 | 0.11238 | 0 | 0 | 0.22476 | 337.9291 | 0.11296 | 0 | 0 | 0.22592 | 338.1974 | 0.11354 | 0 | 0 | 0.22708 | 338.4657 | 0.11412 | 0 | 0 | 0.22825 | 338.7339 | 0.11471 | 0 | 0 | 0.22941 | 339.0022 | 0.11529 | 0 | 0 | 0.23057 | 339.2705 | 0.11587 | 0 | 0 | 0.23174 | 339.4493 | 0.11626 | 0 | 0 | 0.23251 | 339.7176 | 0.11684 | 0 | 0 | 0.23368 | 339.9859 | 0.11742 | 0 | 0 | 0.23484 | 340.2541 | 0.118 | 0 | 0 | 0.23601 | 340.433 | 0.11839 | 0 | 0 | 0.23678 | 340.7012 | 0.11897 | 0 | 0 | 0.23794 | 340.8801 | 0.11936 | 0 | 0 | 0.23872 | 341.0589 | 0.11975 | 0 | 0 | 0.2395 | 341.3272 | 0.12033 | 0 | 0 | 0.24066 | 341.506 | 0.12072 | 0 | 0 | 0.24144 | 341.7743 | 0.1213 | 0 | 0 | 0.2426 | 341.9532 | 0.12169 | 0 | 0 | 0.24338 | 342.2214 | 0.12227 | 0 | 0 | 0.24454 | 342.4003 | 0.12266 | 0 | 0 | 0.24532 | 342.4003 | 0.12266 | 0 | 0 | 0.24532
2017-11-27 06:00 | 303.0042 | 0.90313 |  | 323.6831 | 0.08206 | 0 | 0 | 0.16412 | 333.2563 | 0.10282 | 0 | 0 | 0.20565 | 340.5717 | 0.11869 | 0 | 0 | 0.23738 | 340.7523 | 0.11908 | 0 | 0 | 0.23817 | 341.0233 | 0.11967 | 0 | 0 | 0.23934 | 341.2942 | 0.12026 | 0 | 0 | 0.24052 | 341.5652 | 0.12085 | 0 | 0 | 0.24169 | 341.8361 | 0.12143 | 0 | 0 | 0.24287 | 342.107 | 0.12202 | 0 | 0 | 0.24404 | 342.378 | 0.12261 | 0 | 0 | 0.24522 | 342.6489 | 0.1232 | 0 | 0 | 0.24639 | 342.8295 | 0.12359 | 0 | 0 | 0.24718 | 343.1005 | 0.12418 | 0 | 0 | 0.24835 | 343.3714 | 0.12476 | 0 | 0 | 0.24953 | 343.6424 | 0.12535 | 0 | 0 | 0.2507 | 343.823 | 0.12574 | 0 | 0 | 0.25149 | 344.0939 | 0.12633 | 0 | 0 | 0.25266 | 344.2746 | 0.12672 | 0 | 0 | 0.25345 | 344.4552 | 0.12711 | 0 | 0 | 0.25423 | 344.7261 | 0.1277 | 0 | 0 | 0.2554 | 344.9068 | 0.12809 | 0 | 0 | 0.25619 | 345.1777 | 0.12868 | 0 | 0 | 0.25736 | 345.3583 | 0.12907 | 0 | 0 | 0.25815 | 345.6293 | 0.12966 | 0 | 0 | 0.25932 | 345.8099 | 0.13005 | 0 | 0 | 0.26011 | 345.8099 | 0.13005 | 0 | 0 | 0.26011
2017-11-27 07:00 | 300.3437 | 0.8952 |  | 320.8411 | 0.075896 | 0 | 0 | 0.15179 | 330.3303 | 0.096478 | 0 | 0 | 0.19296 | 337.5814 | 0.11221 | 0 | 0 | 0.22441 | 337.7605 | 0.11259 | 0 | 0 | 0.22519 | 338.029 | 0.11318 | 0 | 0 | 0.22635 | 338.2976 | 0.11376 | 0 | 0 | 0.22752 | 338.5662 | 0.11434 | 0 | 0 | 0.22868 | 338.8347 | 0.11492 | 0 | 0 | 0.22985 | 339.1033 | 0.11551 | 0 | 0 | 0.23101 | 339.3718 | 0.11609 | 0 | 0 | 0.23218 | 339.6404 | 0.11667 | 0 | 0 | 0.23334 | 339.8194 | 0.11706 | 0 | 0 | 0.23412 | 340.088 | 0.11764 | 0 | 0 | 0.23528 | 340.3566 | 0.11822 | 0 | 0 | 0.23645 | 340.6251 | 0.11881 | 0 | 0 | 0.23761 | 340.8042 | 0.1192 | 0 | 0 | 0.23839 | 341.0727 | 0.11978 | 0 | 0 | 0.23956 | 341.2518 | 0.12017 | 0 | 0 | 0.24033 | 341.4308 | 0.12055 | 0 | 0 | 0.24111 | 341.6994 | 0.12114 | 0 | 0 | 0.24227 | 341.8784 | 0.12153 | 0 | 0 | 0.24305 | 342.147 | 0.12211 | 0 | 0 | 0.24422 | 342.326 | 0.1225 | 0 | 0 | 0.24499 | 342.5946 | 0.12308 | 0 | 0 | 0.24616 | 342.7736 | 0.12347 | 0 | 0 | 0.24693 | 342.7736 | 0.12347 | 0 | 0 | 0.24693
2017-11-27 08:00 | 307.5575 | 0.91671 |  | 328.5472 | 0.09261 | 0 | 0 | 0.18522 | 338.2643 | 0.11369 | 0 | 0 | 0.22737 | 345.6896 | 0.12979 | 0 | 0 | 0.25958 | 345.8729 | 0.13019 | 0 | 0 | 0.26038 | 346.1479 | 0.13079 | 0 | 0 | 0.26157 | 346.4229 | 0.13138 | 0 | 0 | 0.26277 | 346.6979 | 0.13198 | 0 | 0 | 0.26396 | 346.973 | 0.13258 | 0 | 0 | 0.26515 | 347.248 | 0.13317 | 0 | 0 | 0.26634 | 347.523 | 0.13377 | 0 | 0 | 0.26754 | 347.798 | 0.13437 | 0 | 0 | 0.26873 | 347.9813 | 0.13476 | 0 | 0 | 0.26953 | 348.2563 | 0.13536 | 0 | 0 | 0.27072 | 348.5314 | 0.13596 | 0 | 0 | 0.27191 | 348.8064 | 0.13655 | 0 | 0 | 0.2731 | 348.9897 | 0.13695 | 0 | 0 | 0.2739 | 349.2647 | 0.13755 | 0 | 0 | 0.27509 | 349.4481 | 0.13794 | 0 | 0 | 0.27589 | 349.6314 | 0.13834 | 0 | 0 | 0.27668 | 349.9064 | 0.13894 | 0 | 0 | 0.27788 | 350.0898 | 0.13934 | 0 | 0 | 0.27867 | 350.3648 | 0.13993 | 0 | 0 | 0.27987 | 350.5481 | 0.14033 | 0 | 0 | 0.28066 | 350.8231 | 0.14093 | 0 | 0 | 0.28185 | 351.0065 | 0.14132 | 0 | 0 | 0.28265 | 351.0065 | 0.14132 | 0 | 0 | 0.28265
2017-11-27 09:00 | 299.1133 | 0.89154 |  | 319.5267 | 0.073045 | 0 | 0 | 0.14609 | 328.977 | 0.093543 | 0 | 0 | 0.18709 | 336.1985 | 0.10921 | 0 | 0 | 0.21841 | 336.3768 | 0.10959 | 0 | 0 | 0.21919 | 336.6442 | 0.11017 | 0 | 0 | 0.22035 | 336.9117 | 0.11075 | 0 | 0 | 0.22151 | 337.1792 | 0.11133 | 0 | 0 | 0.22267 | 337.4466 | 0.11191 | 0 | 0 | 0.22383 | 337.7141 | 0.11249 | 0 | 0 | 0.22499 | 337.9815 | 0.11307 | 0 | 0 | 0.22615 | 338.249 | 0.11365 | 0 | 0 | 0.22731 | 338.4273 | 0.11404 | 0 | 0 | 0.22808 | 338.6948 | 0.11462 | 0 | 0 | 0.22924 | 338.9622 | 0.1152 | 0 | 0 | 0.2304 | 339.2297 | 0.11578 | 0 | 0 | 0.23156 | 339.408 | 0.11617 | 0 | 0 | 0.23233 | 339.6755 | 0.11675 | 0 | 0 | 0.23349 | 339.8538 | 0.11713 | 0 | 0 | 0.23427 | 340.0321 | 0.11752 | 0 | 0 | 0.23504 | 340.2995 | 0.1181 | 0 | 0 | 0.2362 | 340.4778 | 0.11849 | 0 | 0 | 0.23698 | 340.7453 | 0.11907 | 0 | 0 | 0.23814 | 340.9236 | 0.11945 | 0 | 0 | 0.23891 | 341.1911 | 0.12003 | 0 | 0 | 0.24007 | 341.3694 | 0.12042 | 0 | 0 | 0.24084 | 341.3694 | 0.12042 | 0 | 0 | 0.24084
2017-11-27 10:00 | 296.4093 | 0.88348 |  | 316.6382 | 0.06678 | 0 | 0 | 0.13356 | 326.003 | 0.087092 | 0 | 0 | 0.17418 | 333.1592 | 0.10261 | 0 | 0 | 0.20523 | 333.3359 | 0.103 | 0 | 0 | 0.20599 | 333.6009 | 0.10357 | 0 | 0 | 0.20714 | 333.866 | 0.10415 | 0 | 0 | 0.20829 | 334.131 | 0.10472 | 0 | 0 | 0.20944 | 334.3961 | 0.1053 | 0 | 0 | 0.21059 | 334.6611 | 0.10587 | 0 | 0 | 0.21174 | 334.9261 | 0.10645 | 0 | 0 | 0.21289 | 335.1912 | 0.10702 | 0 | 0 | 0.21404 | 335.3679 | 0.1074 | 0 | 0 | 0.21481 | 335.6329 | 0.10798 | 0 | 0 | 0.21596 | 335.898 | 0.10855 | 0 | 0 | 0.21711 | 336.163 | 0.10913 | 0 | 0 | 0.21826 | 336.3397 | 0.10951 | 0 | 0 | 0.21902 | 336.6048 | 0.11009 | 0 | 0 | 0.22017 | 336.7814 | 0.11047 | 0 | 0 | 0.22094 | 336.9581 | 0.11085 | 0 | 0 | 0.22171 | 337.2232 | 0.11143 | 0 | 0 | 0.22286 | 337.3999 | 0.11181 | 0 | 0 | 0.22362 | 337.6649 | 0.11239 | 0 | 0 | 0.22477 | 337.8416 | 0.11277 | 0 | 0 | 0.22554 | 338.1067 | 0.11334 | 0 | 0 | 0.22669 | 338.2834 | 0.11373 | 0 | 0 | 0.22746 | 338.2834 | 0.11373 | 0 | 0 | 0.22746
2017-11-27 11:00 | 284.2391 | 0.8472 |  | 303.6374 | 0.038581 | 0 | 0 | 0.077162 | 312.6177 | 0.058059 | 0 | 0 | 0.11612 | 319.4801 | 0.072944 | 0 | 0 | 0.14589 | 319.6495 | 0.073311 | 0 | 0 | 0.14662 | 319.9037 | 0.073862 | 0 | 0 | 0.14772 | 320.1579 | 0.074414 | 0 | 0 | 0.14883 | 320.412 | 0.074965 | 0 | 0 | 0.14993 | 320.6662 | 0.075516 | 0 | 0 | 0.15103 | 320.9203 | 0.076068 | 0 | 0 | 0.15214 | 321.1745 | 0.076619 | 0 | 0 | 0.15324 | 321.4287 | 0.07717 | 0 | 0 | 0.15434 | 321.5981 | 0.077538 | 0 | 0 | 0.15508 | 321.8523 | 0.078089 | 0 | 0 | 0.15618 | 322.1064 | 0.07864 | 0 | 0 | 0.15728 | 322.3606 | 0.079191 | 0 | 0 | 0.15838 | 322.53 | 0.079559 | 0 | 0 | 0.15912 | 322.7842 | 0.08011 | 0 | 0 | 0.16022 | 322.9536 | 0.080478 | 0 | 0 | 0.16096 | 323.1231 | 0.080845 | 0 | 0 | 0.16169 | 323.3772 | 0.081397 | 0 | 0 | 0.16279 | 323.5467 | 0.081764 | 0 | 0 | 0.16353 | 323.8008 | 0.082315 | 0 | 0 | 0.16463 | 323.9703 | 0.082683 | 0 | 0 | 0.16537 | 324.2244 | 0.083234 | 0 | 0 | 0.16647 | 324.3939 | 0.083602 | 0 | 0 | 0.1672 | 324.3939 | 0.083602 | 0 | 0 | 0.1672
2017-11-27 12:00 | 283.4758 | 0.84493 |  | 302.822 | 0.036812 | 0 | 0 | 0.073625 | 311.7783 | 0.056238 | 0 | 0 | 0.11248 | 318.6222 | 0.071083 | 0 | 0 | 0.14217 | 318.7912 | 0.071449 | 0 | 0 | 0.1429 | 319.0446 | 0.071999 | 0 | 0 | 0.144 | 319.2981 | 0.072549 | 0 | 0 | 0.1451 | 319.5516 | 0.073099 | 0 | 0 | 0.1462 | 319.8051 | 0.073649 | 0 | 0 | 0.1473 | 320.0586 | 0.074198 | 0 | 0 | 0.1484 | 320.312 | 0.074748 | 0 | 0 | 0.1495 | 320.5655 | 0.075298 | 0 | 0 | 0.1506 | 320.7345 | 0.075664 | 0 | 0 | 0.15133 | 320.988 | 0.076214 | 0 | 0 | 0.15243 | 321.2415 | 0.076764 | 0 | 0 | 0.15353 | 321.4949 | 0.077314 | 0 | 0 | 0.15463 | 321.6639 | 0.07768 | 0 | 0 | 0.15536 | 321.9174 | 0.07823 | 0 | 0 | 0.15646 | 322.0864 | 0.078597 | 0 | 0 | 0.15719 | 322.2554 | 0.078963 | 0 | 0 | 0.15793 | 322.5088 | 0.079513 | 0 | 0 | 0.15903 | 322.6778 | 0.07988 | 0 | 0 | 0.15976 | 322.9313 | 0.080429 | 0 | 0 | 0.16086 | 323.1003 | 0.080796 | 0 | 0 | 0.16159 | 323.3538 | 0.081346 | 0 | 0 | 0.16269 | 323.5228 | 0.081712 | 0 | 0 | 0.16342 | 323.5228 | 0.081712 | 0 | 0 | 0.16342
2017-11-27 13:00 | 288.0091 | 0.85844 |  | 307.6647 | 0.047316 | 0 | 0 | 0.094632 | 316.7642 | 0.067053 | 0 | 0 | 0.13411 | 323.7175 | 0.082135 | 0 | 0 | 0.16427 | 323.8892 | 0.082507 | 0 | 0 | 0.16501 | 324.1468 | 0.083066 | 0 | 0 | 0.16613 | 324.4043 | 0.083624 | 0 | 0 | 0.16725 | 324.6618 | 0.084183 | 0 | 0 | 0.16837 | 324.9194 | 0.084741 | 0 | 0 | 0.16948 | 325.1769 | 0.0853 | 0 | 0 | 0.1706 | 325.4344 | 0.085859 | 0 | 0 | 0.17172 | 325.692 | 0.086417 | 0 | 0 | 0.17283 | 325.8636 | 0.08679 | 0 | 0 | 0.17358 | 326.1212 | 0.087348 | 0 | 0 | 0.1747 | 326.3787 | 0.087907 | 0 | 0 | 0.17581 | 326.6362 | 0.088465 | 0 | 0 | 0.17693 | 326.8079 | 0.088838 | 0 | 0 | 0.17768 | 327.0655 | 0.089396 | 0 | 0 | 0.17879 | 327.2371 | 0.089769 | 0 | 0 | 0.17954 | 327.4088 | 0.090141 | 0 | 0 | 0.18028 | 327.6664 | 0.0907 | 0 | 0 | 0.1814 | 327.8381 | 0.091072 | 0 | 0 | 0.18214 | 328.0956 | 0.091631 | 0 | 0 | 0.18326 | 328.2673 | 0.092003 | 0 | 0 | 0.18401 | 328.5248 | 0.092562 | 0 | 0 | 0.18512 | 328.6965 | 0.092934 | 0 | 0 | 0.18587 | 328.6965 | 0.092934 | 0 | 0 | 0.18587
2017-11-27 14:00 | 283.6882 | 0.84556 |  | 303.0489 | 0.037304 | 0 | 0 | 0.074609 | 312.0118 | 0.056745 | 0 | 0 | 0.11349 | 318.8609 | 0.071601 | 0 | 0 | 0.1432 | 319.03 | 0.071967 | 0 | 0 | 0.14393 | 319.2837 | 0.072518 | 0 | 0 | 0.14504 | 319.5373 | 0.073068 | 0 | 0 | 0.14614 | 319.791 | 0.073618 | 0 | 0 | 0.14724 | 320.0447 | 0.074168 | 0 | 0 | 0.14834 | 320.2983 | 0.074718 | 0 | 0 | 0.14944 | 320.552 | 0.075269 | 0 | 0 | 0.15054 | 320.8057 | 0.075819 | 0 | 0 | 0.15164 | 320.9748 | 0.076186 | 0 | 0 | 0.15237 | 321.2285 | 0.076736 | 0 | 0 | 0.15347 | 321.4821 | 0.077286 | 0 | 0 | 0.15457 | 321.7358 | 0.077836 | 0 | 0 | 0.15567 | 321.9049 | 0.078203 | 0 | 0 | 0.15641 | 322.1586 | 0.078753 | 0 | 0 | 0.15751 | 322.3277 | 0.07912 | 0 | 0 | 0.15824 | 322.4968 | 0.079487 | 0 | 0 | 0.15897 | 322.7505 | 0.080037 | 0 | 0 | 0.16007 | 322.9196 | 0.080404 | 0 | 0 | 0.16081 | 323.1732 | 0.080954 | 0 | 0 | 0.16191 | 323.3424 | 0.081321 | 0 | 0 | 0.16264 | 323.596 | 0.081871 | 0 | 0 | 0.16374 | 323.7651 | 0.082238 | 0 | 0 | 0.16448 | 323.7651 | 0.082238 | 0 | 0 | 0.16448
2017-11-27 15:00 | 285.2385 | 0.85018 |  | 304.705 | 0.040897 | 0 | 0 | 0.081793 | 313.7169 | 0.060443 | 0 | 0 | 0.12089 | 320.6034 | 0.07538 | 0 | 0 | 0.15076 | 320.7734 | 0.075749 | 0 | 0 | 0.1515 | 321.0285 | 0.076302 | 0 | 0 | 0.1526 | 321.2835 | 0.076855 | 0 | 0 | 0.15371 | 321.5386 | 0.077409 | 0 | 0 | 0.15482 | 321.7937 | 0.077962 | 0 | 0 | 0.15592 | 322.0487 | 0.078515 | 0 | 0 | 0.15703 | 322.3038 | 0.079068 | 0 | 0 | 0.15814 | 322.5588 | 0.079621 | 0 | 0 | 0.15924 | 322.7289 | 0.07999 | 0 | 0 | 0.15998 | 322.9839 | 0.080543 | 0 | 0 | 0.16109 | 323.239 | 0.081097 | 0 | 0 | 0.16219 | 323.494 | 0.08165 | 0 | 0 | 0.1633 | 323.6641 | 0.082019 | 0 | 0 | 0.16404 | 323.9191 | 0.082572 | 0 | 0 | 0.16514 | 324.0891 | 0.082941 | 0 | 0 | 0.16588 | 324.2592 | 0.08331 | 0 | 0 | 0.16662 | 324.5142 | 0.083863 | 0 | 0 | 0.16773 | 324.6843 | 0.084232 | 0 | 0 | 0.16846 | 324.9393 | 0.084785 | 0 | 0 | 0.16957 | 325.1094 | 0.085154 | 0 | 0 | 0.17031 | 325.3644 | 0.085707 | 0 | 0 | 0.17141 | 325.5345 | 0.086076 | 0 | 0 | 0.17215 | 325.5345 | 0.086076 | 0 | 0 | 0.17215
2017-11-27 16:00 | 281.4501 | 0.83889 |  | 300.658 | 0.032119 | 0 | 0 | 0.064237 | 309.5502 | 0.051406 | 0 | 0 | 0.10281 | 316.3453 | 0.066144 | 0 | 0 | 0.13229 | 316.513 | 0.066508 | 0 | 0 | 0.13302 | 316.7647 | 0.067054 | 0 | 0 | 0.13411 | 317.0164 | 0.0676 | 0 | 0 | 0.1352 | 317.268 | 0.068146 | 0 | 0 | 0.13629 | 317.5197 | 0.068692 | 0 | 0 | 0.13738 | 317.7714 | 0.069237 | 0 | 0 | 0.13847 | 318.023 | 0.069783 | 0 | 0 | 0.13957 | 318.2747 | 0.070329 | 0 | 0 | 0.14066 | 318.4425 | 0.070693 | 0 | 0 | 0.14139 | 318.6941 | 0.071239 | 0 | 0 | 0.14248 | 318.9458 | 0.071785 | 0 | 0 | 0.14357 | 319.1975 | 0.072331 | 0 | 0 | 0.14466 | 319.3653 | 0.072695 | 0 | 0 | 0.14539 | 319.6169 | 0.07324 | 0 | 0 | 0.14648 | 319.7847 | 0.073604 | 0 | 0 | 0.14721 | 319.9525 | 0.073968 | 0 | 0 | 0.14794 | 320.2041 | 0.074514 | 0 | 0 | 0.14903 | 320.3719 | 0.074878 | 0 | 0 | 0.14976 | 320.6236 | 0.075424 | 0 | 0 | 0.15085 | 320.7914 | 0.075788 | 0 | 0 | 0.15158 | 321.043 | 0.076334 | 0 | 0 | 0.15267 | 321.2108 | 0.076698 | 0 | 0 | 0.1534 | 321.2108 | 0.076698 | 0 | 0 | 0.1534
2017-11-27 17:00 | 286.7073 | 0.85456 |  | 306.274 | 0.0443 | 0 | 0 | 0.088599 | 315.3323 | 0.063947 | 0 | 0 | 0.12789 | 322.2542 | 0.078961 | 0 | 0 | 0.15792 | 322.4252 | 0.079332 | 0 | 0 | 0.15866 | 322.6815 | 0.079888 | 0 | 0 | 0.15978 | 322.9379 | 0.080444 | 0 | 0 | 0.16089 | 323.1943 | 0.081 | 0 | 0 | 0.162 | 323.4506 | 0.081556 | 0 | 0 | 0.16311 | 323.707 | 0.082112 | 0 | 0 | 0.16422 | 323.9634 | 0.082668 | 0 | 0 | 0.16534 | 324.2197 | 0.083224 | 0 | 0 | 0.16645 | 324.3906 | 0.083595 | 0 | 0 | 0.16719 | 324.647 | 0.084151 | 0 | 0 | 0.1683 | 324.9034 | 0.084707 | 0 | 0 | 0.16941 | 325.1597 | 0.085263 | 0 | 0 | 0.17053 | 325.3307 | 0.085634 | 0 | 0 | 0.17127 | 325.587 | 0.08619 | 0 | 0 | 0.17238 | 325.7579 | 0.08656 | 0 | 0 | 0.17312 | 325.9289 | 0.086931 | 0 | 0 | 0.17386 | 326.1852 | 0.087487 | 0 | 0 | 0.17497 | 326.3561 | 0.087858 | 0 | 0 | 0.17572 | 326.6125 | 0.088414 | 0 | 0 | 0.17683 | 326.7834 | 0.088785 | 0 | 0 | 0.17757 | 327.0398 | 0.089341 | 0 | 0 | 0.17868 | 327.2107 | 0.089711 | 0 | 0 | 0.17942 | 327.2107 | 0.089711 | 0 | 0 | 0.17942
2017-11-27 18:00 | 290.797 | 0.86675 |  | 310.6429 | 0.053776 | 0 | 0 | 0.10755 | 319.8304 | 0.073704 | 0 | 0 | 0.14741 | 326.8511 | 0.088931 | 0 | 0 | 0.17786 | 327.0244 | 0.089307 | 0 | 0 | 0.17861 | 327.2845 | 0.089871 | 0 | 0 | 0.17974 | 327.5445 | 0.090435 | 0 | 0 | 0.18087 | 327.8045 | 0.090999 | 0 | 0 | 0.182 | 328.0645 | 0.091563 | 0 | 0 | 0.18313 | 328.3246 | 0.092127 | 0 | 0 | 0.18425 | 328.5846 | 0.092691 | 0 | 0 | 0.18538 | 328.8446 | 0.093255 | 0 | 0 | 0.18651 | 329.018 | 0.093631 | 0 | 0 | 0.18726 | 329.278 | 0.094195 | 0 | 0 | 0.18839 | 329.538 | 0.094759 | 0 | 0 | 0.18952 | 329.798 | 0.095323 | 0 | 0 | 0.19065 | 329.9714 | 0.095699 | 0 | 0 | 0.1914 | 330.2314 | 0.096263 | 0 | 0 | 0.19253 | 330.4048 | 0.096639 | 0 | 0 | 0.19328 | 330.5781 | 0.097015 | 0 | 0 | 0.19403 | 330.8381 | 0.097579 | 0 | 0 | 0.19516 | 331.0115 | 0.097955 | 0 | 0 | 0.19591 | 331.2715 | 0.098519 | 0 | 0 | 0.19704 | 331.4449 | 0.098895 | 0 | 0 | 0.19779 | 331.7049 | 0.099459 | 0 | 0 | 0.19892 | 331.8782 | 0.099835 | 0 | 0 | 0.19967 | 331.8782 | 0.099835 | 0 | 0 | 0.19967
2017-11-27 19:00 | 291.182 | 0.8679 |  | 311.0541 | 0.054668 | 0 | 0 | 0.10934 | 320.2538 | 0.074622 | 0 | 0 | 0.14924 | 327.2838 | 0.08987 | 0 | 0 | 0.17974 | 327.4574 | 0.090246 | 0 | 0 | 0.18049 | 327.7177 | 0.090811 | 0 | 0 | 0.18162 | 327.9781 | 0.091376 | 0 | 0 | 0.18275 | 328.2385 | 0.091941 | 0 | 0 | 0.18388 | 328.4988 | 0.092505 | 0 | 0 | 0.18501 | 328.7592 | 0.09307 | 0 | 0 | 0.18614 | 329.0196 | 0.093635 | 0 | 0 | 0.18727 | 329.2799 | 0.0942 | 0 | 0 | 0.1884 | 329.4535 | 0.094576 | 0 | 0 | 0.18915 | 329.7139 | 0.095141 | 0 | 0 | 0.19028 | 329.9743 | 0.095706 | 0 | 0 | 0.19141 | 330.2346 | 0.09627 | 0 | 0 | 0.19254 | 330.4082 | 0.096647 | 0 | 0 | 0.19329 | 330.6686 | 0.097211 | 0 | 0 | 0.19442 | 330.8422 | 0.097588 | 0 | 0 | 0.19518 | 331.0157 | 0.097964 | 0 | 0 | 0.19593 | 331.2761 | 0.098529 | 0 | 0 | 0.19706 | 331.4497 | 0.098906 | 0 | 0 | 0.19781 | 331.7101 | 0.09947 | 0 | 0 | 0.19894 | 331.8836 | 0.099847 | 0 | 0 | 0.19969 | 332.144 | 0.10041 | 0 | 0 | 0.20082 | 332.3176 | 0.10079 | 0 | 0 | 0.20158 | 332.3176 | 0.10079 | 0 | 0 | 0.20158
2017-11-27 20:00 | 288.1096 | 0.85874 |  | 307.772 | 0.047549 | 0 | 0 | 0.095098 | 316.8747 | 0.067292 | 0 | 0 | 0.13458 | 323.8304 | 0.08238 | 0 | 0 | 0.16476 | 324.0022 | 0.082752 | 0 | 0 | 0.1655 | 324.2598 | 0.083311 | 0 | 0 | 0.16662 | 324.5174 | 0.08387 | 0 | 0 | 0.16774 | 324.7751 | 0.084428 | 0 | 0 | 0.16886 | 325.0327 | 0.084987 | 0 | 0 | 0.16997 | 325.2903 | 0.085546 | 0 | 0 | 0.17109 | 325.5479 | 0.086105 | 0 | 0 | 0.17221 | 325.8055 | 0.086664 | 0 | 0 | 0.17333 | 325.9773 | 0.087036 | 0 | 0 | 0.17407 | 326.2349 | 0.087595 | 0 | 0 | 0.17519 | 326.4925 | 0.088154 | 0 | 0 | 0.17631 | 326.7502 | 0.088712 | 0 | 0 | 0.17742 | 326.9219 | 0.089085 | 0 | 0 | 0.17817 | 327.1795 | 0.089644 | 0 | 0 | 0.17929 | 327.3513 | 0.090016 | 0 | 0 | 0.18003 | 327.523 | 0.090389 | 0 | 0 | 0.18078 | 327.7806 | 0.090948 | 0 | 0 | 0.1819 | 327.9524 | 0.09132 | 0 | 0 | 0.18264 | 328.21 | 0.091879 | 0 | 0 | 0.18376 | 328.3818 | 0.092251 | 0 | 0 | 0.1845 | 328.6394 | 0.09281 | 0 | 0 | 0.18562 | 328.8111 | 0.093183 | 0 | 0 | 0.18637 | 328.8111 | 0.093183 | 0 | 0 | 0.18637
2017-11-27 21:00 | 287.9075 | 0.85814 |  | 307.5562 | 0.047081 | 0 | 0 | 0.094161 | 316.6524 | 0.06681 | 0 | 0 | 0.13362 | 323.6033 | 0.081887 | 0 | 0 | 0.16377 | 323.775 | 0.082259 | 0 | 0 | 0.16452 | 324.0324 | 0.082818 | 0 | 0 | 0.16564 | 324.2899 | 0.083376 | 0 | 0 | 0.16675 | 324.5473 | 0.083934 | 0 | 0 | 0.16787 | 324.8047 | 0.084493 | 0 | 0 | 0.16899 | 325.0622 | 0.085051 | 0 | 0 | 0.1701 | 325.3196 | 0.08561 | 0 | 0 | 0.17122 | 325.5771 | 0.086168 | 0 | 0 | 0.17234 | 325.7487 | 0.08654 | 0 | 0 | 0.17308 | 326.0061 | 0.087099 | 0 | 0 | 0.1742 | 326.2636 | 0.087657 | 0 | 0 | 0.17531 | 326.521 | 0.088215 | 0 | 0 | 0.17643 | 326.6926 | 0.088588 | 0 | 0 | 0.17718 | 326.9501 | 0.089146 | 0 | 0 | 0.17829 | 327.1217 | 0.089518 | 0 | 0 | 0.17904 | 327.2933 | 0.089891 | 0 | 0 | 0.17978 | 327.5508 | 0.090449 | 0 | 0 | 0.1809 | 327.7224 | 0.090821 | 0 | 0 | 0.18164 | 327.9798 | 0.09138 | 0 | 0 | 0.18276 | 328.1515 | 0.091752 | 0 | 0 | 0.1835 | 328.4089 | 0.09231 | 0 | 0 | 0.18462 | 328.5805 | 0.092683 | 0 | 0 | 0.18537 | 328.5805 | 0.092683 | 0 | 0 | 0.18537
2017-11-27 22:00 | 282.1568 | 0.841 |  | 301.4129 | 0.033756 | 0 | 0 | 0.067512 | 310.3275 | 0.053092 | 0 | 0 | 0.10618 | 317.1396 | 0.067867 | 0 | 0 | 0.13573 | 317.3078 | 0.068232 | 0 | 0 | 0.13646 | 317.5601 | 0.068779 | 0 | 0 | 0.13756 | 317.8124 | 0.069326 | 0 | 0 | 0.13865 | 318.0647 | 0.069874 | 0 | 0 | 0.13975 | 318.317 | 0.070421 | 0 | 0 | 0.14084 | 318.5693 | 0.070968 | 0 | 0 | 0.14194 | 318.8216 | 0.071515 | 0 | 0 | 0.14303 | 319.0739 | 0.072063 | 0 | 0 | 0.14413 | 319.2421 | 0.072427 | 0 | 0 | 0.14485 | 319.4944 | 0.072975 | 0 | 0 | 0.14595 | 319.7467 | 0.073522 | 0 | 0 | 0.14704 | 319.999 | 0.074069 | 0 | 0 | 0.14814 | 320.1672 | 0.074434 | 0 | 0 | 0.14887 | 320.4195 | 0.074981 | 0 | 0 | 0.14996 | 320.5877 | 0.075346 | 0 | 0 | 0.15069 | 320.7559 | 0.075711 | 0 | 0 | 0.15142 | 321.0082 | 0.076258 | 0 | 0 | 0.15252 | 321.1764 | 0.076623 | 0 | 0 | 0.15325 | 321.4287 | 0.07717 | 0 | 0 | 0.15434 | 321.5969 | 0.077535 | 0 | 0 | 0.15507 | 321.8492 | 0.078082 | 0 | 0 | 0.15616 | 322.0174 | 0.078447 | 0 | 0 | 0.15689 | 322.0174 | 0.078447 | 0 | 0 | 0.15689
2017-11-27 23:00 | 270.3372 | 0.80577 |  | 288.7868 | 0.0063698 | 0 | 0 | 0.01274 | 297.3279 | 0.024896 | 0 | 0 | 0.049791 | 303.8546 | 0.039052 | 0 | 0 | 0.078104 | 304.0158 | 0.039402 | 0 | 0 | 0.078803 | 304.2575 | 0.039926 | 0 | 0 | 0.079852 | 304.4992 | 0.04045 | 0 | 0 | 0.0809 | 304.7409 | 0.040974 | 0 | 0 | 0.081949 | 304.9827 | 0.041499 | 0 | 0 | 0.082998 | 305.2244 | 0.042023 | 0 | 0 | 0.084046 | 305.4661 | 0.042547 | 0 | 0 | 0.085095 | 305.7079 | 0.043072 | 0 | 0 | 0.086143 | 305.869 | 0.043421 | 0 | 0 | 0.086842 | 306.1107 | 0.043946 | 0 | 0 | 0.087891 | 306.3525 | 0.04447 | 0 | 0 | 0.08894 | 306.5942 | 0.044994 | 0 | 0 | 0.089988 | 306.7554 | 0.045344 | 0 | 0 | 0.090687 | 306.9971 | 0.045868 | 0 | 0 | 0.091736 | 307.1582 | 0.046218 | 0 | 0 | 0.092435 | 307.3194 | 0.046567 | 0 | 0 | 0.093134 | 307.5611 | 0.047091 | 0 | 0 | 0.094183 | 307.7223 | 0.047441 | 0 | 0 | 0.094882 | 307.964 | 0.047965 | 0 | 0 | 0.095931 | 308.1252 | 0.048315 | 0 | 0 | 0.09663 | 308.3669 | 0.048839 | 0 | 0 | 0.097678 | 308.528 | 0.049189 | 0 | 0 | 0.098377 | 308.528 | 0.049189 | 0 | 0 | 0.098377
2017-11-28 | 269.9342 | 0.80457 |  | 288.3563 | 0.0054361 | 0 | 0 | 0.010872 | 296.8847 | 0.023934 | 0 | 0 | 0.047868 | 303.4017 | 0.03807 | 0 | 0 | 0.076139 | 303.5626 | 0.038419 | 0 | 0 | 0.076837 | 303.8039 | 0.038942 | 0 | 0 | 0.077884 | 304.0453 | 0.039466 | 0 | 0 | 0.078931 | 304.2867 | 0.039989 | 0 | 0 | 0.079978 | 304.528 | 0.040513 | 0 | 0 | 0.081025 | 304.7694 | 0.041036 | 0 | 0 | 0.082072 | 305.0108 | 0.04156 | 0 | 0 | 0.083119 | 305.2522 | 0.042083 | 0 | 0 | 0.084167 | 305.4131 | 0.042432 | 0 | 0 | 0.084865 | 305.6544 | 0.042956 | 0 | 0 | 0.085912 | 305.8958 | 0.043479 | 0 | 0 | 0.086959 | 306.1372 | 0.044003 | 0 | 0 | 0.088006 | 306.2981 | 0.044352 | 0 | 0 | 0.088704 | 306.5395 | 0.044875 | 0 | 0 | 0.089751 | 306.7004 | 0.045224 | 0 | 0 | 0.090449 | 306.8613 | 0.045573 | 0 | 0 | 0.091147 | 307.1027 | 0.046097 | 0 | 0 | 0.092194 | 307.2636 | 0.046446 | 0 | 0 | 0.092892 | 307.5049 | 0.04697 | 0 | 0 | 0.093939 | 307.6659 | 0.047319 | 0 | 0 | 0.094637 | 307.9072 | 0.047842 | 0 | 0 | 0.095684 | 308.0681 | 0.048191 | 0 | 0 | 0.096382 | 308.0681 | 0.048191 | 0 | 0 | 0.096382
2017-11-28 01:00 | 275.19 | 0.82023 |  | 293.9707 | 0.017614 | 0 | 0 | 0.035228 | 302.6652 | 0.036472 | 0 | 0 | 0.072944 | 309.309 | 0.050883 | 0 | 0 | 0.10177 | 309.4731 | 0.051238 | 0 | 0 | 0.10248 | 309.7191 | 0.051772 | 0 | 0 | 0.10354 | 309.9652 | 0.052306 | 0 | 0 | 0.10461 | 310.2113 | 0.05284 | 0 | 0 | 0.10568 | 310.4574 | 0.053373 | 0 | 0 | 0.10675 | 310.7034 | 0.053907 | 0 | 0 | 0.10781 | 310.9495 | 0.054441 | 0 | 0 | 0.10888 | 311.1956 | 0.054975 | 0 | 0 | 0.10995 | 311.3596 | 0.05533 | 0 | 0 | 0.11066 | 311.6057 | 0.055864 | 0 | 0 | 0.11173 | 311.8517 | 0.056398 | 0 | 0 | 0.1128 | 312.0978 | 0.056932 | 0 | 0 | 0.11386 | 312.2619 | 0.057287 | 0 | 0 | 0.11457 | 312.5079 | 0.057821 | 0 | 0 | 0.11564 | 312.672 | 0.058177 | 0 | 0 | 0.11635 | 312.836 | 0.058533 | 0 | 0 | 0.11707 | 313.0821 | 0.059066 | 0 | 0 | 0.11813 | 313.2461 | 0.059422 | 0 | 0 | 0.11884 | 313.4922 | 0.059956 | 0 | 0 | 0.11991 | 313.6563 | 0.060312 | 0 | 0 | 0.12062 | 313.9023 | 0.060845 | 0 | 0 | 0.12169 | 314.0664 | 0.061201 | 0 | 0 | 0.1224 | 314.0664 | 0.061201 | 0 | 0 | 0.1224
2017-11-28 02:00 | 271.9345 | 0.81053 |  | 290.4931 | 0.010071 | 0 | 0 | 0.020142 | 299.0847 | 0.028706 | 0 | 0 | 0.057412 | 305.65 | 0.042946 | 0 | 0 | 0.085892 | 305.8121 | 0.043298 | 0 | 0 | 0.086595 | 306.0552 | 0.043825 | 0 | 0 | 0.08765 | 306.2984 | 0.044353 | 0 | 0 | 0.088705 | 306.5415 | 0.04488 | 0 | 0 | 0.08976 | 306.7847 | 0.045407 | 0 | 0 | 0.090815 | 307.0279 | 0.045935 | 0 | 0 | 0.09187 | 307.271 | 0.046462 | 0 | 0 | 0.092924 | 307.5142 | 0.04699 | 0 | 0 | 0.093979 | 307.6763 | 0.047341 | 0 | 0 | 0.094682 | 307.9194 | 0.047869 | 0 | 0 | 0.095737 | 308.1626 | 0.048396 | 0 | 0 | 0.096792 | 308.4058 | 0.048923 | 0 | 0 | 0.097847 | 308.5679 | 0.049275 | 0 | 0 | 0.09855 | 308.811 | 0.049802 | 0 | 0 | 0.099605 | 308.9731 | 0.050154 | 0 | 0 | 0.10031 | 309.1352 | 0.050506 | 0 | 0 | 0.10101 | 309.3784 | 0.051033 | 0 | 0 | 0.10207 | 309.5405 | 0.051385 | 0 | 0 | 0.10277 | 309.7837 | 0.051912 | 0 | 0 | 0.10382 | 309.9458 | 0.052264 | 0 | 0 | 0.10453 | 310.1889 | 0.052791 | 0 | 0 | 0.10558 | 310.351 | 0.053143 | 0 | 0 | 0.10629 | 310.351 | 0.053143 | 0 | 0 | 0.10629
2017-11-28 03:00 | 271.7881 | 0.81009 |  | 290.3366 | 0.0097315 | 0 | 0 | 0.019463 | 298.9236 | 0.028357 | 0 | 0 | 0.056713 | 305.4853 | 0.042589 | 0 | 0 | 0.085178 | 305.6473 | 0.04294 | 0 | 0 | 0.085881 | 305.8904 | 0.043468 | 0 | 0 | 0.086935 | 306.1334 | 0.043995 | 0 | 0 | 0.087989 | 306.3764 | 0.044522 | 0 | 0 | 0.089044 | 306.6194 | 0.045049 | 0 | 0 | 0.090098 | 306.8625 | 0.045576 | 0 | 0 | 0.091152 | 307.1055 | 0.046103 | 0 | 0 | 0.092206 | 307.3485 | 0.04663 | 0 | 0 | 0.093261 | 307.5105 | 0.046982 | 0 | 0 | 0.093963 | 307.7536 | 0.047509 | 0 | 0 | 0.095018 | 307.9966 | 0.048036 | 0 | 0 | 0.096072 | 308.2396 | 0.048563 | 0 | 0 | 0.097126 | 308.4016 | 0.048915 | 0 | 0 | 0.097829 | 308.6447 | 0.049442 | 0 | 0 | 0.098883 | 308.8067 | 0.049793 | 0 | 0 | 0.099586 | 308.9687 | 0.050144 | 0 | 0 | 0.10029 | 309.2117 | 0.050672 | 0 | 0 | 0.10134 | 309.3738 | 0.051023 | 0 | 0 | 0.10205 | 309.6168 | 0.05155 | 0 | 0 | 0.1031 | 309.7788 | 0.051902 | 0 | 0 | 0.1038 | 310.0218 | 0.052429 | 0 | 0 | 0.10486 | 310.1838 | 0.05278 | 0 | 0 | 0.10556 | 310.1838 | 0.05278 | 0 | 0 | 0.10556
2017-11-28 04:00 | 274.0957 | 0.81697 |  | 292.8017 | 0.015078 | 0 | 0 | 0.030157 | 301.4616 | 0.033862 | 0 | 0 | 0.067723 | 308.0791 | 0.048215 | 0 | 0 | 0.09643 | 308.2425 | 0.048569 | 0 | 0 | 0.097139 | 308.4876 | 0.049101 | 0 | 0 | 0.098202 | 308.7326 | 0.049632 | 0 | 0 | 0.099265 | 308.9777 | 0.050164 | 0 | 0 | 0.10033 | 309.2228 | 0.050696 | 0 | 0 | 0.10139 | 309.4679 | 0.051227 | 0 | 0 | 0.10245 | 309.713 | 0.051759 | 0 | 0 | 0.10352 | 309.9581 | 0.05229 | 0 | 0 | 0.10458 | 310.1215 | 0.052645 | 0 | 0 | 0.10529 | 310.3666 | 0.053176 | 0 | 0 | 0.10635 | 310.6117 | 0.053708 | 0 | 0 | 0.10742 | 310.8568 | 0.05424 | 0 | 0 | 0.10848 | 311.0202 | 0.054594 | 0 | 0 | 0.10919 | 311.2652 | 0.055126 | 0 | 0 | 0.11025 | 311.4286 | 0.05548 | 0 | 0 | 0.11096 | 311.592 | 0.055834 | 0 | 0 | 0.11167 | 311.8371 | 0.056366 | 0 | 0 | 0.11273 | 312.0005 | 0.05672 | 0 | 0 | 0.11344 | 312.2456 | 0.057252 | 0 | 0 | 0.1145 | 312.409 | 0.057606 | 0 | 0 | 0.11521 | 312.6541 | 0.058138 | 0 | 0 | 0.11628 | 312.8175 | 0.058492 | 0 | 0 | 0.11698 | 312.8175 | 0.058492 | 0 | 0 | 0.11698
2017-11-28 05:00 | 278.1535 | 0.82906 |  | 297.1364 | 0.02448 | 0 | 0 | 0.048961 | 305.9245 | 0.043542 | 0 | 0 | 0.087083 | 312.6399 | 0.058107 | 0 | 0 | 0.11621 | 312.8057 | 0.058467 | 0 | 0 | 0.11693 | 313.0544 | 0.059006 | 0 | 0 | 0.11801 | 313.3032 | 0.059546 | 0 | 0 | 0.11909 | 313.5519 | 0.060085 | 0 | 0 | 0.12017 | 313.8006 | 0.060625 | 0 | 0 | 0.12125 | 314.0493 | 0.061164 | 0 | 0 | 0.12233 | 314.298 | 0.061704 | 0 | 0 | 0.12341 | 314.5468 | 0.062243 | 0 | 0 | 0.12449 | 314.7126 | 0.062603 | 0 | 0 | 0.12521 | 314.9613 | 0.063142 | 0 | 0 | 0.12628 | 315.21 | 0.063682 | 0 | 0 | 0.12736 | 315.4587 | 0.064221 | 0 | 0 | 0.12844 | 315.6245 | 0.064581 | 0 | 0 | 0.12916 | 315.8733 | 0.06512 | 0 | 0 | 0.13024 | 316.0391 | 0.06548 | 0 | 0 | 0.13096 | 316.2049 | 0.06584 | 0 | 0 | 0.13168 | 316.4536 | 0.066379 | 0 | 0 | 0.13276 | 316.6194 | 0.066739 | 0 | 0 | 0.13348 | 316.8681 | 0.067278 | 0 | 0 | 0.13456 | 317.034 | 0.067638 | 0 | 0 | 0.13528 | 317.2827 | 0.068177 | 0 | 0 | 0.13635 | 317.4485 | 0.068537 | 0 | 0 | 0.13707 | 317.4485 | 0.068537 | 0 | 0 | 0.13707
2017-11-28 06:00 | 247.0568 | 0.73638 |  | 263.9175 | 0 | 0 | 0 | 0 | 271.7231 | 0 | 0 | 0 | 0 | 277.6878 | 0 | 0 | 0 | 0 | 277.8351 | 0 | 0 | 0 | 0 | 278.056 | 0 | 0 | 0 | 0 | 278.2769 | 0 | 0 | 0 | 0 | 278.4978 | 0 | 0 | 0 | 0 | 278.7187 | 0 | 0 | 0 | 0 | 278.9396 | 0 | 0 | 0 | 0 | 279.1605 | 0 | 0 | 0 | 0 | 279.3815 | 0 | 0 | 0 | 0 | 279.5287 | 0 | 0 | 0 | 0 | 279.7496 | 0 | 0 | 0 | 0 | 279.9706 | 0 | 0 | 0 | 0 | 280.1915 | 0 | 0 | 0 | 0 | 280.3387 | 0 | 0 | 0 | 0 | 280.5597 | 0 | 0 | 0 | 0 | 280.7069 | 0 | 0 | 0 | 0 | 280.8542 | 0 | 0 | 0 | 0 | 281.0751 | 0 | 0 | 0 | 0 | 281.2224 | 0 | 0 | 0 | 0 | 281.4433 | 0 | 0 | 0 | 0 | 281.5906 | 0 | 0 | 0 | 0 | 281.8115 | 0 | 0 | 0 | 0 | 281.9588 | 0 | 0 | 0 | 0 | 281.9588 | 0 | 0 | 0 | 0
2017-11-28 07:00 | 242.5508 | 0.72295 |  | 259.104 | 0 | 0 | 0 | 0 | 266.7673 | 0 | 0 | 0 | 0 | 272.6231 | 0 | 0 | 0 | 0 | 272.7677 | 0 | 0 | 0 | 0 | 272.9846 | 0 | 0 | 0 | 0 | 273.2015 | 0 | 0 | 0 | 0 | 273.4184 | 0 | 0 | 0 | 0 | 273.6353 | 0 | 0 | 0 | 0 | 273.8521 | 0 | 0 | 0 | 0 | 274.069 | 0 | 0 | 0 | 0 | 274.2859 | 0 | 0 | 0 | 0 | 274.4305 | 0 | 0 | 0 | 0 | 274.6474 | 0 | 0 | 0 | 0 | 274.8643 | 0 | 0 | 0 | 0 | 275.0812 | 0 | 0 | 0 | 0 | 275.2257 | 0 | 0 | 0 | 0 | 275.4426 | 0 | 0 | 0 | 0 | 275.5872 | 0 | 0 | 0 | 0 | 275.7318 | 0 | 0 | 0 | 0 | 275.9487 | 0 | 0 | 0 | 0 | 276.0933 | 0 | 0 | 0 | 0 | 276.3102 | 0 | 0 | 0 | 0 | 276.4547 | 0 | 0 | 0 | 0 | 276.6716 | 0 | 0 | 0 | 0 | 276.8162 | 0 | 0 | 0 | 0 | 276.8162 | 0 | 0 | 0 | 0
2017-11-28 08:00 | 258.3328 | 0.76999 |  | 275.9631 | 0 | 0 | 0 | 0 | 284.1249 | 0 | 0 | 0 | 0 | 290.3618 | 0.0097861 | 0 | 0 | 0.019572 | 290.5158 | 0.01012 | 0 | 0 | 0.02024 | 290.7468 | 0.010621 | 0 | 0 | 0.021242 | 290.9778 | 0.011122 | 0 | 0 | 0.022244 | 291.2088 | 0.011623 | 0 | 0 | 0.023246 | 291.4398 | 0.012124 | 0 | 0 | 0.024249 | 291.6708 | 0.012625 | 0 | 0 | 0.025251 | 291.9018 | 0.013126 | 0 | 0 | 0.026253 | 292.1328 | 0.013627 | 0 | 0 | 0.027255 | 292.2868 | 0.013961 | 0 | 0 | 0.027923 | 292.5178 | 0.014462 | 0 | 0 | 0.028925 | 292.7488 | 0.014963 | 0 | 0 | 0.029927 | 292.9798 | 0.015464 | 0 | 0 | 0.030929 | 293.1338 | 0.015798 | 0 | 0 | 0.031597 | 293.3648 | 0.0163 | 0 | 0 | 0.032599 | 293.5188 | 0.016634 | 0 | 0 | 0.033267 | 293.6728 | 0.016968 | 0 | 0 | 0.033935 | 293.9037 | 0.017469 | 0 | 0 | 0.034937 | 294.0577 | 0.017803 | 0 | 0 | 0.035605 | 294.2887 | 0.018304 | 0 | 0 | 0.036607 | 294.4427 | 0.018638 | 0 | 0 | 0.037275 | 294.6737 | 0.019139 | 0 | 0 | 0.038277 | 294.8277 | 0.019473 | 0 | 0 | 0.038945 | 294.8277 | 0.019473 | 0 | 0 | 0.038945
2017-11-28 09:00 | 274.3891 | 0.81784 |  | 293.1152 | 0.015758 | 0 | 0 | 0.031516 | 301.7843 | 0.034562 | 0 | 0 | 0.069123 | 308.4089 | 0.04893 | 0 | 0 | 0.09786 | 308.5724 | 0.049285 | 0 | 0 | 0.09857 | 308.8178 | 0.049817 | 0 | 0 | 0.099634 | 309.0632 | 0.050349 | 0 | 0 | 0.1007 | 309.3085 | 0.050882 | 0 | 0 | 0.10176 | 309.5539 | 0.051414 | 0 | 0 | 0.10283 | 309.7992 | 0.051946 | 0 | 0 | 0.10389 | 310.0446 | 0.052478 | 0 | 0 | 0.10496 | 310.2899 | 0.05301 | 0 | 0 | 0.10602 | 310.4535 | 0.053365 | 0 | 0 | 0.10673 | 310.6988 | 0.053897 | 0 | 0 | 0.10779 | 310.9442 | 0.054429 | 0 | 0 | 0.10886 | 311.1895 | 0.054961 | 0 | 0 | 0.10992 | 311.3531 | 0.055316 | 0 | 0 | 0.11063 | 311.5985 | 0.055848 | 0 | 0 | 0.1117 | 311.762 | 0.056203 | 0 | 0 | 0.11241 | 311.9256 | 0.056558 | 0 | 0 | 0.11312 | 312.171 | 0.05709 | 0 | 0 | 0.11418 | 312.3345 | 0.057445 | 0 | 0 | 0.11489 | 312.5799 | 0.057977 | 0 | 0 | 0.11595 | 312.7435 | 0.058332 | 0 | 0 | 0.11666 | 312.9888 | 0.058864 | 0 | 0 | 0.11773 | 313.1524 | 0.059219 | 0 | 0 | 0.11844 | 313.1524 | 0.059219 | 0 | 0 | 0.11844
2017-11-28 10:00 | 274.674 | 0.81869 |  | 293.4195 | 0.016418 | 0 | 0 | 0.032837 | 302.0977 | 0.035241 | 0 | 0 | 0.070482 | 308.7291 | 0.049625 | 0 | 0 | 0.099249 | 308.8928 | 0.04998 | 0 | 0 | 0.09996 | 309.1384 | 0.050513 | 0 | 0 | 0.10103 | 309.384 | 0.051045 | 0 | 0 | 0.10209 | 309.6296 | 0.051578 | 0 | 0 | 0.10316 | 309.8753 | 0.052111 | 0 | 0 | 0.10422 | 310.1209 | 0.052643 | 0 | 0 | 0.10529 | 310.3665 | 0.053176 | 0 | 0 | 0.10635 | 310.6121 | 0.053709 | 0 | 0 | 0.10742 | 310.7758 | 0.054064 | 0 | 0 | 0.10813 | 311.0214 | 0.054597 | 0 | 0 | 0.10919 | 311.267 | 0.05513 | 0 | 0 | 0.11026 | 311.5126 | 0.055662 | 0 | 0 | 0.11132 | 311.6764 | 0.056017 | 0 | 0 | 0.11203 | 311.922 | 0.05655 | 0 | 0 | 0.1131 | 312.0857 | 0.056905 | 0 | 0 | 0.11381 | 312.2495 | 0.05726 | 0 | 0 | 0.11452 | 312.4951 | 0.057793 | 0 | 0 | 0.11559 | 312.6588 | 0.058148 | 0 | 0 | 0.1163 | 312.9044 | 0.058681 | 0 | 0 | 0.11736 | 313.0682 | 0.059036 | 0 | 0 | 0.11807 | 313.3138 | 0.059569 | 0 | 0 | 0.11914 | 313.4775 | 0.059924 | 0 | 0 | 0.11985 | 313.4775 | 0.059924 | 0 | 0 | 0.11985
2017-11-28 11:00 | 273.1561 | 0.81417 |  | 291.7981 | 0.012901 | 0 | 0 | 0.025803 | 300.4282 | 0.03162 | 0 | 0 | 0.06324 | 307.023 | 0.045924 | 0 | 0 | 0.091848 | 307.1858 | 0.046277 | 0 | 0 | 0.092555 | 307.4301 | 0.046807 | 0 | 0 | 0.093614 | 307.6743 | 0.047337 | 0 | 0 | 0.094674 | 307.9186 | 0.047867 | 0 | 0 | 0.095734 | 308.1628 | 0.048397 | 0 | 0 | 0.096793 | 308.4071 | 0.048926 | 0 | 0 | 0.097853 | 308.6513 | 0.049456 | 0 | 0 | 0.098912 | 308.8956 | 0.049986 | 0 | 0 | 0.099972 | 309.0584 | 0.050339 | 0 | 0 | 0.10068 | 309.3027 | 0.050869 | 0 | 0 | 0.10174 | 309.5469 | 0.051399 | 0 | 0 | 0.1028 | 309.7912 | 0.051928 | 0 | 0 | 0.10386 | 309.954 | 0.052282 | 0 | 0 | 0.10456 | 310.1983 | 0.052811 | 0 | 0 | 0.10562 | 310.3611 | 0.053165 | 0 | 0 | 0.10633 | 310.5239 | 0.053518 | 0 | 0 | 0.10704 | 310.7682 | 0.054048 | 0 | 0 | 0.1081 | 310.931 | 0.054401 | 0 | 0 | 0.1088 | 311.1753 | 0.054931 | 0 | 0 | 0.10986 | 311.3381 | 0.055284 | 0 | 0 | 0.11057 | 311.5824 | 0.055813 | 0 | 0 | 0.11163 | 311.7452 | 0.056167 | 0 | 0 | 0.11233 | 311.7452 | 0.056167 | 0 | 0 | 0.11233
2017-11-28 12:00 | 269.778 | 0.8041 |  | 288.1894 | 0.0050741 | 0 | 0 | 0.010148 | 296.7128 | 0.023562 | 0 | 0 | 0.047123 | 303.2261 | 0.037689 | 0 | 0 | 0.075377 | 303.3869 | 0.038037 | 0 | 0 | 0.076075 | 303.6281 | 0.038561 | 0 | 0 | 0.077121 | 303.8693 | 0.039084 | 0 | 0 | 0.078168 | 304.1106 | 0.039607 | 0 | 0 | 0.079214 | 304.3518 | 0.04013 | 0 | 0 | 0.080261 | 304.593 | 0.040654 | 0 | 0 | 0.081307 | 304.8343 | 0.041177 | 0 | 0 | 0.082354 | 305.0755 | 0.0417 | 0 | 0 | 0.0834 | 305.2363 | 0.042049 | 0 | 0 | 0.084098 | 305.4775 | 0.042572 | 0 | 0 | 0.085144 | 305.7188 | 0.043095 | 0 | 0 | 0.086191 | 305.96 | 0.043619 | 0 | 0 | 0.087237 | 306.1208 | 0.043967 | 0 | 0 | 0.087935 | 306.362 | 0.044491 | 0 | 0 | 0.088981 | 306.5229 | 0.044839 | 0 | 0 | 0.089679 | 306.6837 | 0.045188 | 0 | 0 | 0.090377 | 306.9249 | 0.045711 | 0 | 0 | 0.091423 | 307.0857 | 0.04606 | 0 | 0 | 0.092121 | 307.327 | 0.046584 | 0 | 0 | 0.093167 | 307.4878 | 0.046932 | 0 | 0 | 0.093865 | 307.729 | 0.047456 | 0 | 0 | 0.094911 | 307.8898 | 0.047804 | 0 | 0 | 0.095609 | 307.8898 | 0.047804 | 0 | 0 | 0.095609
2017-11-28 13:00 | 273.8766 | 0.81632 |  | 292.5677 | 0.014571 | 0 | 0 | 0.029141 | 301.2206 | 0.033339 | 0 | 0 | 0.066678 | 307.8328 | 0.047681 | 0 | 0 | 0.095361 | 307.9961 | 0.048035 | 0 | 0 | 0.09607 | 308.2409 | 0.048566 | 0 | 0 | 0.097132 | 308.4858 | 0.049097 | 0 | 0 | 0.098194 | 308.7307 | 0.049628 | 0 | 0 | 0.099257 | 308.9756 | 0.050159 | 0 | 0 | 0.10032 | 309.2205 | 0.050691 | 0 | 0 | 0.10138 | 309.4654 | 0.051222 | 0 | 0 | 0.10244 | 309.7103 | 0.051753 | 0 | 0 | 0.10351 | 309.8736 | 0.052107 | 0 | 0 | 0.10421 | 310.1185 | 0.052638 | 0 | 0 | 0.10528 | 310.3634 | 0.053169 | 0 | 0 | 0.10634 | 310.6083 | 0.053701 | 0 | 0 | 0.1074 | 310.7715 | 0.054055 | 0 | 0 | 0.10811 | 311.0164 | 0.054586 | 0 | 0 | 0.10917 | 311.1797 | 0.05494 | 0 | 0 | 0.10988 | 311.3429 | 0.055294 | 0 | 0 | 0.11059 | 311.5878 | 0.055825 | 0 | 0 | 0.11165 | 311.7511 | 0.05618 | 0 | 0 | 0.11236 | 311.996 | 0.056711 | 0 | 0 | 0.11342 | 312.1593 | 0.057065 | 0 | 0 | 0.11413 | 312.4042 | 0.057596 | 0 | 0 | 0.11519 | 312.5674 | 0.05795 | 0 | 0 | 0.1159 | 312.5674 | 0.05795 | 0 | 0 | 0.1159
2017-11-28 14:00 | 274.8656 | 0.81926 |  | 293.6242 | 0.016862 | 0 | 0 | 0.033724 | 302.3084 | 0.035698 | 0 | 0 | 0.071396 | 308.9444 | 0.050092 | 0 | 0 | 0.10018 | 309.1082 | 0.050447 | 0 | 0 | 0.10089 | 309.354 | 0.05098 | 0 | 0 | 0.10196 | 309.5998 | 0.051513 | 0 | 0 | 0.10303 | 309.8456 | 0.052046 | 0 | 0 | 0.10409 | 310.0914 | 0.05258 | 0 | 0 | 0.10516 | 310.3371 | 0.053113 | 0 | 0 | 0.10623 | 310.5829 | 0.053646 | 0 | 0 | 0.10729 | 310.8287 | 0.054179 | 0 | 0 | 0.10836 | 310.9925 | 0.054534 | 0 | 0 | 0.10907 | 311.2383 | 0.055067 | 0 | 0 | 0.11013 | 311.4841 | 0.0556 | 0 | 0 | 0.1112 | 311.7299 | 0.056133 | 0 | 0 | 0.11227 | 311.8937 | 0.056489 | 0 | 0 | 0.11298 | 312.1395 | 0.057022 | 0 | 0 | 0.11404 | 312.3034 | 0.057377 | 0 | 0 | 0.11475 | 312.4672 | 0.057733 | 0 | 0 | 0.11547 | 312.713 | 0.058266 | 0 | 0 | 0.11653 | 312.8769 | 0.058621 | 0 | 0 | 0.11724 | 313.1226 | 0.059154 | 0 | 0 | 0.11831 | 313.2865 | 0.05951 | 0 | 0 | 0.11902 | 313.5323 | 0.060043 | 0 | 0 | 0.12009 | 313.6961 | 0.060398 | 0 | 0 | 0.1208 | 313.6961 | 0.060398 | 0 | 0 | 0.1208
2017-11-28 15:00 | 268.506 | 0.80031 |  | 286.8305 | 0.0021268 | 0 | 0 | 0.0042535 | 295.3138 | 0.020527 | 0 | 0 | 0.041054 | 301.7963 | 0.034588 | 0 | 0 | 0.069175 | 301.9564 | 0.034935 | 0 | 0 | 0.069869 | 302.1964 | 0.035455 | 0 | 0 | 0.070911 | 302.4365 | 0.035976 | 0 | 0 | 0.071952 | 302.6766 | 0.036497 | 0 | 0 | 0.072994 | 302.9167 | 0.037018 | 0 | 0 | 0.074035 | 303.1568 | 0.037538 | 0 | 0 | 0.075077 | 303.3969 | 0.038059 | 0 | 0 | 0.076118 | 303.637 | 0.03858 | 0 | 0 | 0.07716 | 303.7971 | 0.038927 | 0 | 0 | 0.077854 | 304.0372 | 0.039448 | 0 | 0 | 0.078896 | 304.2772 | 0.039969 | 0 | 0 | 0.079937 | 304.5173 | 0.040489 | 0 | 0 | 0.080979 | 304.6774 | 0.040837 | 0 | 0 | 0.081673 | 304.9175 | 0.041357 | 0 | 0 | 0.082715 | 305.0776 | 0.041705 | 0 | 0 | 0.083409 | 305.2376 | 0.042052 | 0 | 0 | 0.084103 | 305.4777 | 0.042573 | 0 | 0 | 0.085145 | 305.6378 | 0.04292 | 0 | 0 | 0.085839 | 305.8779 | 0.04344 | 0 | 0 | 0.086881 | 306.0379 | 0.043788 | 0 | 0 | 0.087575 | 306.278 | 0.044308 | 0 | 0 | 0.088617 | 306.4381 | 0.044656 | 0 | 0 | 0.089311 | 306.4381 | 0.044656 | 0 | 0 | 0.089311
2017-11-28 16:00 | 275.6661 | 0.82165 |  | 294.4793 | 0.018717 | 0 | 0 | 0.037434 | 303.1888 | 0.037608 | 0 | 0 | 0.075216 | 309.8442 | 0.052043 | 0 | 0 | 0.10409 | 310.0085 | 0.0524 | 0 | 0 | 0.1048 | 310.255 | 0.052934 | 0 | 0 | 0.10587 | 310.5015 | 0.053469 | 0 | 0 | 0.10694 | 310.748 | 0.054004 | 0 | 0 | 0.10801 | 310.9945 | 0.054538 | 0 | 0 | 0.10908 | 311.241 | 0.055073 | 0 | 0 | 0.11015 | 311.4875 | 0.055608 | 0 | 0 | 0.11122 | 311.734 | 0.056142 | 0 | 0 | 0.11228 | 311.8983 | 0.056499 | 0 | 0 | 0.113 | 312.1448 | 0.057033 | 0 | 0 | 0.11407 | 312.3913 | 0.057568 | 0 | 0 | 0.11514 | 312.6378 | 0.058103 | 0 | 0 | 0.11621 | 312.8021 | 0.058459 | 0 | 0 | 0.11692 | 313.0486 | 0.058994 | 0 | 0 | 0.11799 | 313.2129 | 0.05935 | 0 | 0 | 0.1187 | 313.3773 | 0.059707 | 0 | 0 | 0.11941 | 313.6238 | 0.060241 | 0 | 0 | 0.12048 | 313.7881 | 0.060598 | 0 | 0 | 0.1212 | 314.0346 | 0.061132 | 0 | 0 | 0.12226 | 314.1989 | 0.061489 | 0 | 0 | 0.12298 | 314.4454 | 0.062023 | 0 | 0 | 0.12405 | 314.6097 | 0.06238 | 0 | 0 | 0.12476 | 314.6097 | 0.06238 | 0 | 0 | 0.12476
2017-11-28 17:00 | 282.2774 | 0.84136 |  | 301.5419 | 0.034036 | 0 | 0 | 0.068071 | 310.4602 | 0.05338 | 0 | 0 | 0.10676 | 317.2752 | 0.068161 | 0 | 0 | 0.13632 | 317.4435 | 0.068526 | 0 | 0 | 0.13705 | 317.6959 | 0.069074 | 0 | 0 | 0.13815 | 317.9483 | 0.069621 | 0 | 0 | 0.13924 | 318.2007 | 0.070169 | 0 | 0 | 0.14034 | 318.4531 | 0.070716 | 0 | 0 | 0.14143 | 318.7055 | 0.071264 | 0 | 0 | 0.14253 | 318.9579 | 0.071811 | 0 | 0 | 0.14362 | 319.2103 | 0.072359 | 0 | 0 | 0.14472 | 319.3786 | 0.072724 | 0 | 0 | 0.14545 | 319.631 | 0.073271 | 0 | 0 | 0.14654 | 319.8834 | 0.073818 | 0 | 0 | 0.14764 | 320.1358 | 0.074366 | 0 | 0 | 0.14873 | 320.3041 | 0.074731 | 0 | 0 | 0.14946 | 320.5565 | 0.075278 | 0 | 0 | 0.15056 | 320.7248 | 0.075643 | 0 | 0 | 0.15129 | 320.893 | 0.076008 | 0 | 0 | 0.15202 | 321.1454 | 0.076556 | 0 | 0 | 0.15311 | 321.3137 | 0.076921 | 0 | 0 | 0.15384 | 321.5661 | 0.077468 | 0 | 0 | 0.15494 | 321.7344 | 0.077833 | 0 | 0 | 0.15567 | 321.9868 | 0.078381 | 0 | 0 | 0.15676 | 322.1551 | 0.078746 | 0 | 0 | 0.15749 | 322.1551 | 0.078746 | 0 | 0 | 0.15749
2017-11-28 18:00 | 287.1609 | 0.85591 |  | 306.7586 | 0.045351 | 0 | 0 | 0.090701 | 315.8312 | 0.065029 | 0 | 0 | 0.13006 | 322.7641 | 0.080067 | 0 | 0 | 0.16013 | 322.9353 | 0.080438 | 0 | 0 | 0.16088 | 323.1921 | 0.080995 | 0 | 0 | 0.16199 | 323.4488 | 0.081552 | 0 | 0 | 0.1631 | 323.7056 | 0.082109 | 0 | 0 | 0.16422 | 323.9624 | 0.082666 | 0 | 0 | 0.16533 | 324.2191 | 0.083223 | 0 | 0 | 0.16645 | 324.4759 | 0.08378 | 0 | 0 | 0.16756 | 324.7327 | 0.084337 | 0 | 0 | 0.16867 | 324.9039 | 0.084708 | 0 | 0 | 0.16942 | 325.1607 | 0.085265 | 0 | 0 | 0.17053 | 325.4174 | 0.085822 | 0 | 0 | 0.17164 | 325.6742 | 0.086379 | 0 | 0 | 0.17276 | 325.8454 | 0.08675 | 0 | 0 | 0.1735 | 326.1022 | 0.087307 | 0 | 0 | 0.17461 | 326.2733 | 0.087678 | 0 | 0 | 0.17536 | 326.4445 | 0.08805 | 0 | 0 | 0.1761 | 326.7013 | 0.088606 | 0 | 0 | 0.17721 | 326.8725 | 0.088978 | 0 | 0 | 0.17796 | 327.1292 | 0.089535 | 0 | 0 | 0.17907 | 327.3004 | 0.089906 | 0 | 0 | 0.17981 | 327.5572 | 0.090463 | 0 | 0 | 0.18093 | 327.7284 | 0.090834 | 0 | 0 | 0.18167 | 327.7284 | 0.090834 | 0 | 0 | 0.18167
2017-11-28 19:00 | 281.3246 | 0.83852 |  | 300.524 | 0.031828 | 0 | 0 | 0.063656 | 309.4122 | 0.051107 | 0 | 0 | 0.10221 | 316.2042 | 0.065838 | 0 | 0 | 0.13168 | 316.3719 | 0.066202 | 0 | 0 | 0.1324 | 316.6235 | 0.066748 | 0 | 0 | 0.1335 | 316.875 | 0.067293 | 0 | 0 | 0.13459 | 317.1266 | 0.067839 | 0 | 0 | 0.13568 | 317.3781 | 0.068385 | 0 | 0 | 0.13677 | 317.6297 | 0.06893 | 0 | 0 | 0.13786 | 317.8813 | 0.069476 | 0 | 0 | 0.13895 | 318.1328 | 0.070021 | 0 | 0 | 0.14004 | 318.3005 | 0.070385 | 0 | 0 | 0.14077 | 318.5521 | 0.070931 | 0 | 0 | 0.14186 | 318.8036 | 0.071476 | 0 | 0 | 0.14295 | 319.0552 | 0.072022 | 0 | 0 | 0.14404 | 319.2229 | 0.072386 | 0 | 0 | 0.14477 | 319.4744 | 0.072931 | 0 | 0 | 0.14586 | 319.6421 | 0.073295 | 0 | 0 | 0.14659 | 319.8098 | 0.073659 | 0 | 0 | 0.14732 | 320.0614 | 0.074205 | 0 | 0 | 0.14841 | 320.2291 | 0.074568 | 0 | 0 | 0.14914 | 320.4807 | 0.075114 | 0 | 0 | 0.15023 | 320.6484 | 0.075478 | 0 | 0 | 0.15096 | 320.8999 | 0.076023 | 0 | 0 | 0.15205 | 321.0676 | 0.076387 | 0 | 0 | 0.15277 | 321.0676 | 0.076387 | 0 | 0 | 0.15277
2017-11-28 20:00 | 276.1469 | 0.82308 |  | 294.993 | 0.019831 | 0 | 0 | 0.039662 | 303.7177 | 0.038755 | 0 | 0 | 0.07751 | 310.3846 | 0.053216 | 0 | 0 | 0.10643 | 310.5492 | 0.053573 | 0 | 0 | 0.10715 | 310.7962 | 0.054108 | 0 | 0 | 0.10822 | 311.0431 | 0.054644 | 0 | 0 | 0.10929 | 311.29 | 0.055179 | 0 | 0 | 0.11036 | 311.5369 | 0.055715 | 0 | 0 | 0.11143 | 311.7839 | 0.056251 | 0 | 0 | 0.1125 | 312.0308 | 0.056786 | 0 | 0 | 0.11357 | 312.2777 | 0.057322 | 0 | 0 | 0.11464 | 312.4423 | 0.057679 | 0 | 0 | 0.11536 | 312.6893 | 0.058214 | 0 | 0 | 0.11643 | 312.9362 | 0.05875 | 0 | 0 | 0.1175 | 313.1831 | 0.059286 | 0 | 0 | 0.11857 | 313.3477 | 0.059643 | 0 | 0 | 0.11929 | 313.5947 | 0.060178 | 0 | 0 | 0.12036 | 313.7593 | 0.060535 | 0 | 0 | 0.12107 | 313.9239 | 0.060892 | 0 | 0 | 0.12178 | 314.1708 | 0.061428 | 0 | 0 | 0.12286 | 314.3354 | 0.061785 | 0 | 0 | 0.12357 | 314.5824 | 0.06232 | 0 | 0 | 0.12464 | 314.747 | 0.062678 | 0 | 0 | 0.12536 | 314.9939 | 0.063213 | 0 | 0 | 0.12643 | 315.1585 | 0.06357 | 0 | 0 | 0.12714 | 315.1585 | 0.06357 | 0 | 0 | 0.12714
2017-11-28 21:00 | 280.6545 | 0.83652 |  | 299.8081 | 0.030275 | 0 | 0 | 0.06055 | 308.6752 | 0.049508 | 0 | 0 | 0.099016 | 315.451 | 0.064205 | 0 | 0 | 0.12841 | 315.6183 | 0.064567 | 0 | 0 | 0.12913 | 315.8693 | 0.065112 | 0 | 0 | 0.13022 | 316.1202 | 0.065656 | 0 | 0 | 0.13131 | 316.3712 | 0.0662 | 0 | 0 | 0.1324 | 316.6221 | 0.066745 | 0 | 0 | 0.13349 | 316.8731 | 0.067289 | 0 | 0 | 0.13458 | 317.124 | 0.067833 | 0 | 0 | 0.13567 | 317.375 | 0.068378 | 0 | 0 | 0.13676 | 317.5423 | 0.068741 | 0 | 0 | 0.13748 | 317.7932 | 0.069285 | 0 | 0 | 0.13857 | 318.0442 | 0.069829 | 0 | 0 | 0.13966 | 318.2952 | 0.070374 | 0 | 0 | 0.14075 | 318.4625 | 0.070736 | 0 | 0 | 0.14147 | 318.7134 | 0.071281 | 0 | 0 | 0.14256 | 318.8807 | 0.071644 | 0 | 0 | 0.14329 | 319.048 | 0.072007 | 0 | 0 | 0.14401 | 319.299 | 0.072551 | 0 | 0 | 0.1451 | 319.4663 | 0.072914 | 0 | 0 | 0.14583 | 319.7172 | 0.073458 | 0 | 0 | 0.14692 | 319.8845 | 0.073821 | 0 | 0 | 0.14764 | 320.1355 | 0.074365 | 0 | 0 | 0.14873 | 320.3028 | 0.074728 | 0 | 0 | 0.14946 | 320.3028 | 0.074728 | 0 | 0 | 0.14946
2017-11-28 22:00 | 276.0503 | 0.8228 |  | 294.8898 | 0.019607 | 0 | 0 | 0.039215 | 303.6114 | 0.038524 | 0 | 0 | 0.077049 | 310.276 | 0.05298 | 0 | 0 | 0.10596 | 310.4406 | 0.053337 | 0 | 0 | 0.10667 | 310.6874 | 0.053872 | 0 | 0 | 0.10774 | 310.9343 | 0.054408 | 0 | 0 | 0.10882 | 311.1811 | 0.054943 | 0 | 0 | 0.10989 | 311.4279 | 0.055479 | 0 | 0 | 0.11096 | 311.6748 | 0.056014 | 0 | 0 | 0.11203 | 311.9216 | 0.056549 | 0 | 0 | 0.1131 | 312.1685 | 0.057085 | 0 | 0 | 0.11417 | 312.333 | 0.057442 | 0 | 0 | 0.11488 | 312.5799 | 0.057977 | 0 | 0 | 0.11595 | 312.8267 | 0.058512 | 0 | 0 | 0.11702 | 313.0735 | 0.059048 | 0 | 0 | 0.1181 | 313.2381 | 0.059405 | 0 | 0 | 0.11881 | 313.4849 | 0.05994 | 0 | 0 | 0.11988 | 313.6495 | 0.060297 | 0 | 0 | 0.12059 | 313.8141 | 0.060654 | 0 | 0 | 0.12131 | 314.0609 | 0.061189 | 0 | 0 | 0.12238 | 314.2255 | 0.061546 | 0 | 0 | 0.12309 | 314.4723 | 0.062082 | 0 | 0 | 0.12416 | 314.6368 | 0.062439 | 0 | 0 | 0.12488 | 314.8837 | 0.062974 | 0 | 0 | 0.12595 | 315.0482 | 0.063331 | 0 | 0 | 0.12666 | 315.0482 | 0.063331 | 0 | 0 | 0.12666
2017-11-28 23:00 | 275.8612 | 0.82223 |  | 294.6877 | 0.019169 | 0 | 0 | 0.038338 | 303.4034 | 0.038073 | 0 | 0 | 0.076147 | 310.0635 | 0.052519 | 0 | 0 | 0.10504 | 310.2279 | 0.052876 | 0 | 0 | 0.10575 | 310.4746 | 0.053411 | 0 | 0 | 0.10682 | 310.7213 | 0.053946 | 0 | 0 | 0.10789 | 310.9679 | 0.054481 | 0 | 0 | 0.10896 | 311.2146 | 0.055016 | 0 | 0 | 0.11003 | 311.4613 | 0.055551 | 0 | 0 | 0.1111 | 311.7079 | 0.056086 | 0 | 0 | 0.11217 | 311.9546 | 0.056621 | 0 | 0 | 0.11324 | 312.119 | 0.056978 | 0 | 0 | 0.11396 | 312.3657 | 0.057513 | 0 | 0 | 0.11503 | 312.6124 | 0.058048 | 0 | 0 | 0.1161 | 312.8591 | 0.058583 | 0 | 0 | 0.11717 | 313.0235 | 0.058939 | 0 | 0 | 0.11788 | 313.2702 | 0.059474 | 0 | 0 | 0.11895 | 313.4346 | 0.059831 | 0 | 0 | 0.11966 | 313.5991 | 0.060188 | 0 | 0 | 0.12038 | 313.8457 | 0.060723 | 0 | 0 | 0.12145 | 314.0102 | 0.061079 | 0 | 0 | 0.12216 | 314.2568 | 0.061614 | 0 | 0 | 0.12323 | 314.4213 | 0.061971 | 0 | 0 | 0.12394 | 314.668 | 0.062506 | 0 | 0 | 0.12501 | 314.8324 | 0.062863 | 0 | 0 | 0.12573 | 314.8324 | 0.062863 | 0 | 0 | 0.12573
2017-11-29 | 284.0974 | 0.84678 |  | 303.486 | 0.038252 | 0 | 0 | 0.076505 | 312.4619 | 0.057721 | 0 | 0 | 0.11544 | 319.3208 | 0.072598 | 0 | 0 | 0.1452 | 319.4901 | 0.072965 | 0 | 0 | 0.14593 | 319.7442 | 0.073516 | 0 | 0 | 0.14703 | 319.9982 | 0.074067 | 0 | 0 | 0.14813 | 320.2522 | 0.074618 | 0 | 0 | 0.14924 | 320.5063 | 0.075169 | 0 | 0 | 0.15034 | 320.7603 | 0.07572 | 0 | 0 | 0.15144 | 321.0143 | 0.076271 | 0 | 0 | 0.15254 | 321.2684 | 0.076822 | 0 | 0 | 0.15364 | 321.4377 | 0.07719 | 0 | 0 | 0.15438 | 321.6918 | 0.077741 | 0 | 0 | 0.15548 | 321.9458 | 0.078292 | 0 | 0 | 0.15658 | 322.1998 | 0.078843 | 0 | 0 | 0.15769 | 322.3692 | 0.07921 | 0 | 0 | 0.15842 | 322.6232 | 0.079761 | 0 | 0 | 0.15952 | 322.7926 | 0.080128 | 0 | 0 | 0.16026 | 322.9619 | 0.080496 | 0 | 0 | 0.16099 | 323.216 | 0.081047 | 0 | 0 | 0.16209 | 323.3853 | 0.081414 | 0 | 0 | 0.16283 | 323.6393 | 0.081965 | 0 | 0 | 0.16393 | 323.8087 | 0.082332 | 0 | 0 | 0.16466 | 324.0627 | 0.082883 | 0 | 0 | 0.16577 | 324.2321 | 0.083251 | 0 | 0 | 0.1665 | 324.2321 | 0.083251 | 0 | 0 | 0.1665
2017-11-29 01:00 | 290.1806 | 0.86491 |  | 309.9844 | 0.052348 | 0 | 0 | 0.1047 | 319.1525 | 0.072233 | 0 | 0 | 0.14447 | 326.1583 | 0.087429 | 0 | 0 | 0.17486 | 326.3313 | 0.087804 | 0 | 0 | 0.17561 | 326.5907 | 0.088367 | 0 | 0 | 0.17673 | 326.8502 | 0.088929 | 0 | 0 | 0.17786 | 327.1097 | 0.089492 | 0 | 0 | 0.17898 | 327.3692 | 0.090055 | 0 | 0 | 0.18011 | 327.6286 | 0.090618 | 0 | 0 | 0.18124 | 327.8881 | 0.091181 | 0 | 0 | 0.18236 | 328.1476 | 0.091743 | 0 | 0 | 0.18349 | 328.3206 | 0.092119 | 0 | 0 | 0.18424 | 328.58 | 0.092681 | 0 | 0 | 0.18536 | 328.8395 | 0.093244 | 0 | 0 | 0.18649 | 329.099 | 0.093807 | 0 | 0 | 0.18761 | 329.272 | 0.094182 | 0 | 0 | 0.18836 | 329.5314 | 0.094745 | 0 | 0 | 0.18949 | 329.7044 | 0.09512 | 0 | 0 | 0.19024 | 329.8774 | 0.095495 | 0 | 0 | 0.19099 | 330.1369 | 0.096058 | 0 | 0 | 0.19212 | 330.3099 | 0.096433 | 0 | 0 | 0.19287 | 330.5693 | 0.096996 | 0 | 0 | 0.19399 | 330.7423 | 0.097371 | 0 | 0 | 0.19474 | 331.0018 | 0.097934 | 0 | 0 | 0.19587 | 331.1748 | 0.098309 | 0 | 0 | 0.19662 | 331.1748 | 0.098309 | 0 | 0 | 0.19662
2017-11-29 02:00 | 298.3246 | 0.88919 |  | 318.6841 | 0.071217 | 0 | 0 | 0.14243 | 328.1095 | 0.091661 | 0 | 0 | 0.18332 | 335.3119 | 0.10728 | 0 | 0 | 0.21457 | 335.4897 | 0.10767 | 0 | 0 | 0.21534 | 335.7565 | 0.10825 | 0 | 0 | 0.21649 | 336.0233 | 0.10883 | 0 | 0 | 0.21765 | 336.29 | 0.1094 | 0 | 0 | 0.21881 | 336.5568 | 0.10998 | 0 | 0 | 0.21997 | 336.8235 | 0.11056 | 0 | 0 | 0.22112 | 337.0903 | 0.11114 | 0 | 0 | 0.22228 | 337.357 | 0.11172 | 0 | 0 | 0.22344 | 337.5349 | 0.1121 | 0 | 0 | 0.22421 | 337.8016 | 0.11268 | 0 | 0 | 0.22537 | 338.0684 | 0.11326 | 0 | 0 | 0.22652 | 338.3351 | 0.11384 | 0 | 0 | 0.22768 | 338.513 | 0.11423 | 0 | 0 | 0.22845 | 338.7797 | 0.1148 | 0 | 0 | 0.22961 | 338.9576 | 0.11519 | 0 | 0 | 0.23038 | 339.1354 | 0.11558 | 0 | 0 | 0.23115 | 339.4022 | 0.11615 | 0 | 0 | 0.23231 | 339.58 | 0.11654 | 0 | 0 | 0.23308 | 339.8468 | 0.11712 | 0 | 0 | 0.23424 | 340.0246 | 0.1175 | 0 | 0 | 0.23501 | 340.2914 | 0.11808 | 0 | 0 | 0.23617 | 340.4692 | 0.11847 | 0 | 0 | 0.23694 | 340.4692 | 0.11847 | 0 | 0 | 0.23694
2017-11-29 03:00 | 299.1925 | 0.89177 |  | 319.6113 | 0.073228 | 0 | 0 | 0.14646 | 329.0641 | 0.093731 | 0 | 0 | 0.18746 | 336.2874 | 0.1094 | 0 | 0 | 0.2188 | 336.4658 | 0.10979 | 0 | 0 | 0.21957 | 336.7333 | 0.11037 | 0 | 0 | 0.22073 | 337.0008 | 0.11095 | 0 | 0 | 0.22189 | 337.2684 | 0.11153 | 0 | 0 | 0.22305 | 337.5359 | 0.11211 | 0 | 0 | 0.22421 | 337.8034 | 0.11269 | 0 | 0 | 0.22537 | 338.071 | 0.11327 | 0 | 0 | 0.22653 | 338.3385 | 0.11385 | 0 | 0 | 0.2277 | 338.5169 | 0.11423 | 0 | 0 | 0.22847 | 338.7844 | 0.11481 | 0 | 0 | 0.22963 | 339.0519 | 0.11539 | 0 | 0 | 0.23079 | 339.3195 | 0.11598 | 0 | 0 | 0.23195 | 339.4978 | 0.11636 | 0 | 0 | 0.23272 | 339.7653 | 0.11694 | 0 | 0 | 0.23388 | 339.9437 | 0.11733 | 0 | 0 | 0.23466 | 340.1221 | 0.11772 | 0 | 0 | 0.23543 | 340.3896 | 0.1183 | 0 | 0 | 0.23659 | 340.5679 | 0.11868 | 0 | 0 | 0.23737 | 340.8355 | 0.11926 | 0 | 0 | 0.23853 | 341.0138 | 0.11965 | 0 | 0 | 0.2393 | 341.2814 | 0.12023 | 0 | 0 | 0.24046 | 341.4597 | 0.12062 | 0 | 0 | 0.24123 | 341.4597 | 0.12062 | 0 | 0 | 0.24123
2017-11-29 04:00 | 302.4151 | 0.90138 |  | 323.0538 | 0.080695 | 0 | 0 | 0.16139 | 332.6084 | 0.10142 | 0 | 0 | 0.20284 | 339.9096 | 0.11726 | 0 | 0 | 0.23451 | 340.0899 | 0.11765 | 0 | 0 | 0.23529 | 340.3603 | 0.11823 | 0 | 0 | 0.23647 | 340.6307 | 0.11882 | 0 | 0 | 0.23764 | 340.9011 | 0.11941 | 0 | 0 | 0.23881 | 341.1715 | 0.11999 | 0 | 0 | 0.23998 | 341.442 | 0.12058 | 0 | 0 | 0.24116 | 341.7124 | 0.12117 | 0 | 0 | 0.24233 | 341.9828 | 0.12175 | 0 | 0 | 0.2435 | 342.1631 | 0.12214 | 0 | 0 | 0.24429 | 342.4335 | 0.12273 | 0 | 0 | 0.24546 | 342.7039 | 0.12332 | 0 | 0 | 0.24663 | 342.9743 | 0.1239 | 0 | 0 | 0.24781 | 343.1546 | 0.12429 | 0 | 0 | 0.24859 | 343.425 | 0.12488 | 0 | 0 | 0.24976 | 343.6053 | 0.12527 | 0 | 0 | 0.25054 | 343.7855 | 0.12566 | 0 | 0 | 0.25132 | 344.0559 | 0.12625 | 0 | 0 | 0.2525 | 344.2362 | 0.12664 | 0 | 0 | 0.25328 | 344.5066 | 0.12723 | 0 | 0 | 0.25445 | 344.6869 | 0.12762 | 0 | 0 | 0.25523 | 344.9573 | 0.1282 | 0 | 0 | 0.25641 | 345.1376 | 0.12859 | 0 | 0 | 0.25719 | 345.1376 | 0.12859 | 0 | 0 | 0.25719
2017-11-29 05:00 | 298.9296 | 0.89099 |  | 319.3305 | 0.072619 | 0 | 0 | 0.14524 | 328.775 | 0.093104 | 0 | 0 | 0.18621 | 335.992 | 0.10876 | 0 | 0 | 0.21752 | 336.1702 | 0.10914 | 0 | 0 | 0.21829 | 336.4375 | 0.10972 | 0 | 0 | 0.21945 | 336.7048 | 0.1103 | 0 | 0 | 0.22061 | 336.9721 | 0.11088 | 0 | 0 | 0.22177 | 337.2394 | 0.11146 | 0 | 0 | 0.22293 | 337.5066 | 0.11204 | 0 | 0 | 0.22409 | 337.7739 | 0.11262 | 0 | 0 | 0.22525 | 338.0412 | 0.1132 | 0 | 0 | 0.22641 | 338.2194 | 0.11359 | 0 | 0 | 0.22718 | 338.4867 | 0.11417 | 0 | 0 | 0.22834 | 338.754 | 0.11475 | 0 | 0 | 0.2295 | 339.0213 | 0.11533 | 0 | 0 | 0.23066 | 339.1995 | 0.11572 | 0 | 0 | 0.23143 | 339.4668 | 0.11629 | 0 | 0 | 0.23259 | 339.645 | 0.11668 | 0 | 0 | 0.23336 | 339.8232 | 0.11707 | 0 | 0 | 0.23414 | 340.0905 | 0.11765 | 0 | 0 | 0.2353 | 340.2687 | 0.11803 | 0 | 0 | 0.23607 | 340.536 | 0.11861 | 0 | 0 | 0.23723 | 340.7142 | 0.119 | 0 | 0 | 0.238 | 340.9815 | 0.11958 | 0 | 0 | 0.23916 | 341.1597 | 0.11997 | 0 | 0 | 0.23993 | 341.1597 | 0.11997 | 0 | 0 | 0.23993
2017-11-29 06:00 | 297.2642 | 0.88603 |  | 317.5514 | 0.06876 | 0 | 0 | 0.13752 | 326.9433 | 0.089131 | 0 | 0 | 0.17826 | 334.1201 | 0.1047 | 0 | 0 | 0.2094 | 334.2973 | 0.10508 | 0 | 0 | 0.21016 | 334.5631 | 0.10566 | 0 | 0 | 0.21132 | 334.8289 | 0.10624 | 0 | 0 | 0.21247 | 335.0947 | 0.10681 | 0 | 0 | 0.21362 | 335.3605 | 0.10739 | 0 | 0 | 0.21478 | 335.6263 | 0.10796 | 0 | 0 | 0.21593 | 335.8921 | 0.10854 | 0 | 0 | 0.21708 | 336.1579 | 0.10912 | 0 | 0 | 0.21824 | 336.3351 | 0.1095 | 0 | 0 | 0.219 | 336.601 | 0.11008 | 0 | 0 | 0.22016 | 336.8668 | 0.11066 | 0 | 0 | 0.22131 | 337.1326 | 0.11123 | 0 | 0 | 0.22246 | 337.3098 | 0.11162 | 0 | 0 | 0.22323 | 337.5756 | 0.11219 | 0 | 0 | 0.22439 | 337.7528 | 0.11258 | 0 | 0 | 0.22515 | 337.93 | 0.11296 | 0 | 0 | 0.22592 | 338.1958 | 0.11354 | 0 | 0 | 0.22708 | 338.373 | 0.11392 | 0 | 0 | 0.22784 | 338.6388 | 0.1145 | 0 | 0 | 0.229 | 338.816 | 0.11488 | 0 | 0 | 0.22977 | 339.0818 | 0.11546 | 0 | 0 | 0.23092 | 339.259 | 0.11584 | 0 | 0 | 0.23169 | 339.259 | 0.11584 | 0 | 0 | 0.23169
2017-11-29 07:00 | 299.9803 | 0.89412 |  | 320.4529 | 0.075054 | 0 | 0 | 0.15011 | 329.9305 | 0.095611 | 0 | 0 | 0.19122 | 337.1729 | 0.11132 | 0 | 0 | 0.22264 | 337.3517 | 0.11171 | 0 | 0 | 0.22341 | 337.62 | 0.11229 | 0 | 0 | 0.22458 | 337.8882 | 0.11287 | 0 | 0 | 0.22574 | 338.1564 | 0.11345 | 0 | 0 | 0.22691 | 338.4247 | 0.11403 | 0 | 0 | 0.22807 | 338.6929 | 0.11462 | 0 | 0 | 0.22923 | 338.9612 | 0.1152 | 0 | 0 | 0.2304 | 339.2294 | 0.11578 | 0 | 0 | 0.23156 | 339.4082 | 0.11617 | 0 | 0 | 0.23234 | 339.6764 | 0.11675 | 0 | 0 | 0.2335 | 339.9447 | 0.11733 | 0 | 0 | 0.23466 | 340.2129 | 0.11791 | 0 | 0 | 0.23583 | 340.3917 | 0.1183 | 0 | 0 | 0.2366 | 340.66 | 0.11888 | 0 | 0 | 0.23777 | 340.8388 | 0.11927 | 0 | 0 | 0.23854 | 341.0176 | 0.11966 | 0 | 0 | 0.23932 | 341.2859 | 0.12024 | 0 | 0 | 0.24048 | 341.4647 | 0.12063 | 0 | 0 | 0.24126 | 341.7329 | 0.12121 | 0 | 0 | 0.24242 | 341.9117 | 0.1216 | 0 | 0 | 0.2432 | 342.18 | 0.12218 | 0 | 0 | 0.24436 | 342.3588 | 0.12257 | 0 | 0 | 0.24514 | 342.3588 | 0.12257 | 0 | 0 | 0.24514
2017-11-29 08:00 | 295.6099 | 0.88109 |  | 315.7842 | 0.064927 | 0 | 0 | 0.12985 | 325.1238 | 0.085185 | 0 | 0 | 0.17037 | 332.2607 | 0.10066 | 0 | 0 | 0.20133 | 332.4369 | 0.10105 | 0 | 0 | 0.20209 | 332.7012 | 0.10162 | 0 | 0 | 0.20324 | 332.9655 | 0.10219 | 0 | 0 | 0.20439 | 333.2299 | 0.10277 | 0 | 0 | 0.20553 | 333.4942 | 0.10334 | 0 | 0 | 0.20668 | 333.7585 | 0.10391 | 0 | 0 | 0.20783 | 334.0228 | 0.10449 | 0 | 0 | 0.20897 | 334.2872 | 0.10506 | 0 | 0 | 0.21012 | 334.4634 | 0.10544 | 0 | 0 | 0.21088 | 334.7277 | 0.10602 | 0 | 0 | 0.21203 | 334.9921 | 0.10659 | 0 | 0 | 0.21318 | 335.2564 | 0.10716 | 0 | 0 | 0.21432 | 335.4326 | 0.10754 | 0 | 0 | 0.21509 | 335.6969 | 0.10812 | 0 | 0 | 0.21624 | 335.8731 | 0.1085 | 0 | 0 | 0.217 | 336.0494 | 0.10888 | 0 | 0 | 0.21776 | 336.3137 | 0.10946 | 0 | 0 | 0.21891 | 336.4899 | 0.10984 | 0 | 0 | 0.21968 | 336.7542 | 0.11041 | 0 | 0 | 0.22082 | 336.9305 | 0.11079 | 0 | 0 | 0.22159 | 337.1948 | 0.11137 | 0 | 0 | 0.22273 | 337.371 | 0.11175 | 0 | 0 | 0.2235 | 337.371 | 0.11175 | 0 | 0 | 0.2235
2017-11-29 09:00 | 300.6593 | 0.89614 |  | 321.1782 | 0.076627 | 0 | 0 | 0.15325 | 330.6773 | 0.09723 | 0 | 0 | 0.19446 | 337.9361 | 0.11297 | 0 | 0 | 0.22595 | 338.1153 | 0.11336 | 0 | 0 | 0.22673 | 338.3841 | 0.11395 | 0 | 0 | 0.22789 | 338.653 | 0.11453 | 0 | 0 | 0.22906 | 338.9218 | 0.11511 | 0 | 0 | 0.23023 | 339.1907 | 0.1157 | 0 | 0 | 0.23139 | 339.4595 | 0.11628 | 0 | 0 | 0.23256 | 339.7283 | 0.11686 | 0 | 0 | 0.23372 | 339.9972 | 0.11745 | 0 | 0 | 0.23489 | 340.1764 | 0.11783 | 0 | 0 | 0.23567 | 340.4453 | 0.11842 | 0 | 0 | 0.23683 | 340.7141 | 0.119 | 0 | 0 | 0.238 | 340.983 | 0.11958 | 0 | 0 | 0.23917 | 341.1622 | 0.11997 | 0 | 0 | 0.23994 | 341.431 | 0.12056 | 0 | 0 | 0.24111 | 341.6103 | 0.12094 | 0 | 0 | 0.24189 | 341.7895 | 0.12133 | 0 | 0 | 0.24267 | 342.0583 | 0.12192 | 0 | 0 | 0.24383 | 342.2376 | 0.1223 | 0 | 0 | 0.24461 | 342.5064 | 0.12289 | 0 | 0 | 0.24578 | 342.6856 | 0.12328 | 0 | 0 | 0.24655 | 342.9545 | 0.12386 | 0 | 0 | 0.24772 | 343.1337 | 0.12425 | 0 | 0 | 0.2485 | 343.1337 | 0.12425 | 0 | 0 | 0.2485
2017-11-29 10:00 | 293.5027 | 0.87481 |  | 313.5332 | 0.060045 | 0 | 0 | 0.12009 | 322.8062 | 0.080158 | 0 | 0 | 0.16032 | 329.8922 | 0.095528 | 0 | 0 | 0.19106 | 330.0672 | 0.095907 | 0 | 0 | 0.19181 | 330.3296 | 0.096476 | 0 | 0 | 0.19295 | 330.592 | 0.097045 | 0 | 0 | 0.19409 | 330.8545 | 0.097615 | 0 | 0 | 0.19523 | 331.1169 | 0.098184 | 0 | 0 | 0.19637 | 331.3794 | 0.098753 | 0 | 0 | 0.19751 | 331.6418 | 0.099322 | 0 | 0 | 0.19864 | 331.9043 | 0.099892 | 0 | 0 | 0.19978 | 332.0792 | 0.10027 | 0 | 0 | 0.20054 | 332.3417 | 0.10084 | 0 | 0 | 0.20168 | 332.6041 | 0.10141 | 0 | 0 | 0.20282 | 332.8666 | 0.10198 | 0 | 0 | 0.20396 | 333.0415 | 0.10236 | 0 | 0 | 0.20472 | 333.304 | 0.10293 | 0 | 0 | 0.20586 | 333.4789 | 0.10331 | 0 | 0 | 0.20661 | 333.6539 | 0.10369 | 0 | 0 | 0.20737 | 333.9163 | 0.10426 | 0 | 0 | 0.20851 | 334.0913 | 0.10464 | 0 | 0 | 0.20927 | 334.3537 | 0.1052 | 0 | 0 | 0.21041 | 334.5287 | 0.10558 | 0 | 0 | 0.21117 | 334.7911 | 0.10615 | 0 | 0 | 0.21231 | 334.9661 | 0.10653 | 0 | 0 | 0.21307 | 334.9661 | 0.10653 | 0 | 0 | 0.21307
2017-11-29 11:00 | 297.1055 | 0.88555 |  | 317.3818 | 0.068393 | 0 | 0 | 0.13679 | 326.7687 | 0.088753 | 0 | 0 | 0.17751 | 333.9417 | 0.10431 | 0 | 0 | 0.20862 | 334.1188 | 0.10469 | 0 | 0 | 0.20939 | 334.3844 | 0.10527 | 0 | 0 | 0.21054 | 334.6501 | 0.10585 | 0 | 0 | 0.21169 | 334.9158 | 0.10642 | 0 | 0 | 0.21285 | 335.1814 | 0.107 | 0 | 0 | 0.214 | 335.4471 | 0.10758 | 0 | 0 | 0.21515 | 335.7128 | 0.10815 | 0 | 0 | 0.2163 | 335.9784 | 0.10873 | 0 | 0 | 0.21746 | 336.1556 | 0.10911 | 0 | 0 | 0.21823 | 336.4212 | 0.10969 | 0 | 0 | 0.21938 | 336.6869 | 0.11027 | 0 | 0 | 0.22053 | 336.9525 | 0.11084 | 0 | 0 | 0.22168 | 337.1297 | 0.11123 | 0 | 0 | 0.22245 | 337.3953 | 0.1118 | 0 | 0 | 0.2236 | 337.5724 | 0.11219 | 0 | 0 | 0.22437 | 337.7495 | 0.11257 | 0 | 0 | 0.22514 | 338.0152 | 0.11315 | 0 | 0 | 0.22629 | 338.1923 | 0.11353 | 0 | 0 | 0.22706 | 338.458 | 0.11411 | 0 | 0 | 0.22821 | 338.6351 | 0.11449 | 0 | 0 | 0.22898 | 338.9008 | 0.11507 | 0 | 0 | 0.23013 | 339.0779 | 0.11545 | 0 | 0 | 0.2309 | 339.0779 | 0.11545 | 0 | 0 | 0.2309
2017-11-29 12:00 | 293.379 | 0.87444 |  | 313.401 | 0.059758 | 0 | 0 | 0.11952 | 322.6701 | 0.079863 | 0 | 0 | 0.15973 | 329.7531 | 0.095226 | 0 | 0 | 0.19045 | 329.928 | 0.095605 | 0 | 0 | 0.19121 | 330.1904 | 0.096174 | 0 | 0 | 0.19235 | 330.4527 | 0.096743 | 0 | 0 | 0.19349 | 330.715 | 0.097312 | 0 | 0 | 0.19462 | 330.9774 | 0.097881 | 0 | 0 | 0.19576 | 331.2397 | 0.09845 | 0 | 0 | 0.1969 | 331.502 | 0.099019 | 0 | 0 | 0.19804 | 331.7644 | 0.099588 | 0 | 0 | 0.19918 | 331.9393 | 0.099968 | 0 | 0 | 0.19994 | 332.2016 | 0.10054 | 0 | 0 | 0.20107 | 332.4639 | 0.10111 | 0 | 0 | 0.20221 | 332.7263 | 0.10167 | 0 | 0 | 0.20335 | 332.9011 | 0.10205 | 0 | 0 | 0.20411 | 333.1635 | 0.10262 | 0 | 0 | 0.20525 | 333.3384 | 0.103 | 0 | 0 | 0.206 | 333.5133 | 0.10338 | 0 | 0 | 0.20676 | 333.7756 | 0.10395 | 0 | 0 | 0.2079 | 333.9505 | 0.10433 | 0 | 0 | 0.20866 | 334.2128 | 0.1049 | 0 | 0 | 0.2098 | 334.3877 | 0.10528 | 0 | 0 | 0.21056 | 334.65 | 0.10585 | 0 | 0 | 0.21169 | 334.8249 | 0.10623 | 0 | 0 | 0.21245 | 334.8249 | 0.10623 | 0 | 0 | 0.21245
2017-11-29 13:00 | 298.3494 | 0.88926 |  | 318.7106 | 0.071275 | 0 | 0 | 0.14255 | 328.1368 | 0.09172 | 0 | 0 | 0.18344 | 335.3398 | 0.10734 | 0 | 0 | 0.21469 | 335.5176 | 0.10773 | 0 | 0 | 0.21546 | 335.7844 | 0.10831 | 0 | 0 | 0.21662 | 336.0512 | 0.10889 | 0 | 0 | 0.21777 | 336.318 | 0.10947 | 0 | 0 | 0.21893 | 336.5848 | 0.11004 | 0 | 0 | 0.22009 | 336.8515 | 0.11062 | 0 | 0 | 0.22124 | 337.1183 | 0.1112 | 0 | 0 | 0.2224 | 337.3851 | 0.11178 | 0 | 0 | 0.22356 | 337.5629 | 0.11217 | 0 | 0 | 0.22433 | 337.8297 | 0.11274 | 0 | 0 | 0.22549 | 338.0965 | 0.11332 | 0 | 0 | 0.22665 | 338.3633 | 0.1139 | 0 | 0 | 0.2278 | 338.5411 | 0.11429 | 0 | 0 | 0.22857 | 338.8079 | 0.11487 | 0 | 0 | 0.22973 | 338.9858 | 0.11525 | 0 | 0 | 0.2305 | 339.1636 | 0.11564 | 0 | 0 | 0.23127 | 339.4304 | 0.11622 | 0 | 0 | 0.23243 | 339.6082 | 0.1166 | 0 | 0 | 0.2332 | 339.875 | 0.11718 | 0 | 0 | 0.23436 | 340.0529 | 0.11757 | 0 | 0 | 0.23513 | 340.3196 | 0.11814 | 0 | 0 | 0.23629 | 340.4975 | 0.11853 | 0 | 0 | 0.23706 | 340.4975 | 0.11853 | 0 | 0 | 0.23706
2017-11-29 14:00 | 295.5874 | 0.88103 |  | 315.7601 | 0.064875 | 0 | 0 | 0.12975 | 325.099 | 0.085131 | 0 | 0 | 0.17026 | 332.2353 | 0.10061 | 0 | 0 | 0.20122 | 332.4115 | 0.10099 | 0 | 0 | 0.20198 | 332.6759 | 0.10157 | 0 | 0 | 0.20313 | 332.9402 | 0.10214 | 0 | 0 | 0.20428 | 333.2045 | 0.10271 | 0 | 0 | 0.20542 | 333.4688 | 0.10329 | 0 | 0 | 0.20657 | 333.7331 | 0.10386 | 0 | 0 | 0.20772 | 333.9974 | 0.10443 | 0 | 0 | 0.20886 | 334.2617 | 0.105 | 0 | 0 | 0.21001 | 334.4379 | 0.10539 | 0 | 0 | 0.21077 | 334.7022 | 0.10596 | 0 | 0 | 0.21192 | 334.9665 | 0.10653 | 0 | 0 | 0.21307 | 335.2308 | 0.10711 | 0 | 0 | 0.21421 | 335.407 | 0.10749 | 0 | 0 | 0.21498 | 335.6713 | 0.10806 | 0 | 0 | 0.21612 | 335.8475 | 0.10844 | 0 | 0 | 0.21689 | 336.0238 | 0.10883 | 0 | 0 | 0.21765 | 336.2881 | 0.1094 | 0 | 0 | 0.2188 | 336.4643 | 0.10978 | 0 | 0 | 0.21956 | 336.7286 | 0.11036 | 0 | 0 | 0.22071 | 336.9048 | 0.11074 | 0 | 0 | 0.22148 | 337.1691 | 0.11131 | 0 | 0 | 0.22262 | 337.3453 | 0.11169 | 0 | 0 | 0.22339 | 337.3453 | 0.11169 | 0 | 0 | 0.22339
2017-11-29 15:00 | 294.4676 | 0.87769 |  | 314.5639 | 0.06228 | 0 | 0 | 0.12456 | 323.8674 | 0.08246 | 0 | 0 | 0.16492 | 330.9767 | 0.09788 | 0 | 0 | 0.19576 | 331.1522 | 0.098261 | 0 | 0 | 0.19652 | 331.4155 | 0.098832 | 0 | 0 | 0.19766 | 331.6789 | 0.099403 | 0 | 0 | 0.19881 | 331.9422 | 0.099974 | 0 | 0 | 0.19995 | 332.2055 | 0.10055 | 0 | 0 | 0.20109 | 332.4688 | 0.10112 | 0 | 0 | 0.20223 | 332.7321 | 0.10169 | 0 | 0 | 0.20337 | 332.9954 | 0.10226 | 0 | 0 | 0.20452 | 333.1709 | 0.10264 | 0 | 0 | 0.20528 | 333.4342 | 0.10321 | 0 | 0 | 0.20642 | 333.6975 | 0.10378 | 0 | 0 | 0.20756 | 333.9608 | 0.10435 | 0 | 0 | 0.2087 | 334.1364 | 0.10473 | 0 | 0 | 0.20947 | 334.3997 | 0.1053 | 0 | 0 | 0.21061 | 334.5752 | 0.10569 | 0 | 0 | 0.21137 | 334.7508 | 0.10607 | 0 | 0 | 0.21213 | 335.0141 | 0.10664 | 0 | 0 | 0.21327 | 335.1896 | 0.10702 | 0 | 0 | 0.21404 | 335.4529 | 0.10759 | 0 | 0 | 0.21518 | 335.6285 | 0.10797 | 0 | 0 | 0.21594 | 335.8918 | 0.10854 | 0 | 0 | 0.21708 | 336.0673 | 0.10892 | 0 | 0 | 0.21784 | 336.0673 | 0.10892 | 0 | 0 | 0.21784
2017-11-29 16:00 | 294.5567 | 0.87796 |  | 314.6592 | 0.062487 | 0 | 0 | 0.12497 | 323.9655 | 0.082672 | 0 | 0 | 0.16534 | 331.0769 | 0.098097 | 0 | 0 | 0.19619 | 331.2525 | 0.098478 | 0 | 0 | 0.19696 | 331.5159 | 0.099049 | 0 | 0 | 0.1981 | 331.7793 | 0.099621 | 0 | 0 | 0.19924 | 332.0427 | 0.10019 | 0 | 0 | 0.20038 | 332.3061 | 0.10076 | 0 | 0 | 0.20153 | 332.5694 | 0.10133 | 0 | 0 | 0.20267 | 332.8328 | 0.10191 | 0 | 0 | 0.20381 | 333.0962 | 0.10248 | 0 | 0 | 0.20495 | 333.2718 | 0.10286 | 0 | 0 | 0.20572 | 333.5352 | 0.10343 | 0 | 0 | 0.20686 | 333.7986 | 0.104 | 0 | 0 | 0.208 | 334.062 | 0.10457 | 0 | 0 | 0.20914 | 334.2376 | 0.10495 | 0 | 0 | 0.20991 | 334.5009 | 0.10552 | 0 | 0 | 0.21105 | 334.6765 | 0.1059 | 0 | 0 | 0.21181 | 334.8521 | 0.10629 | 0 | 0 | 0.21257 | 335.1155 | 0.10686 | 0 | 0 | 0.21371 | 335.2911 | 0.10724 | 0 | 0 | 0.21448 | 335.5545 | 0.10781 | 0 | 0 | 0.21562 | 335.7301 | 0.10819 | 0 | 0 | 0.21638 | 335.9935 | 0.10876 | 0 | 0 | 0.21752 | 336.1691 | 0.10914 | 0 | 0 | 0.21828 | 336.1691 | 0.10914 | 0 | 0 | 0.21828
2017-11-29 17:00 | 294.4202 | 0.87755 |  | 314.5133 | 0.062171 | 0 | 0 | 0.12434 | 323.8153 | 0.082347 | 0 | 0 | 0.16469 | 330.9234 | 0.097764 | 0 | 0 | 0.19553 | 331.0989 | 0.098145 | 0 | 0 | 0.19629 | 331.3622 | 0.098716 | 0 | 0 | 0.19743 | 331.6255 | 0.099287 | 0 | 0 | 0.19857 | 331.8887 | 0.099858 | 0 | 0 | 0.19972 | 332.152 | 0.10043 | 0 | 0 | 0.20086 | 332.4152 | 0.101 | 0 | 0 | 0.202 | 332.6785 | 0.10157 | 0 | 0 | 0.20314 | 332.9418 | 0.10214 | 0 | 0 | 0.20428 | 333.1173 | 0.10252 | 0 | 0 | 0.20505 | 333.3806 | 0.10309 | 0 | 0 | 0.20619 | 333.6438 | 0.10366 | 0 | 0 | 0.20733 | 333.9071 | 0.10424 | 0 | 0 | 0.20847 | 334.0826 | 0.10462 | 0 | 0 | 0.20923 | 334.3459 | 0.10519 | 0 | 0 | 0.21038 | 334.5214 | 0.10557 | 0 | 0 | 0.21114 | 334.6969 | 0.10595 | 0 | 0 | 0.2119 | 334.9601 | 0.10652 | 0 | 0 | 0.21304 | 335.1356 | 0.1069 | 0 | 0 | 0.2138 | 335.3989 | 0.10747 | 0 | 0 | 0.21494 | 335.5744 | 0.10785 | 0 | 0 | 0.2157 | 335.8377 | 0.10842 | 0 | 0 | 0.21685 | 336.0132 | 0.1088 | 0 | 0 | 0.21761 | 336.0132 | 0.1088 | 0 | 0 | 0.21761
2017-11-29 18:00 | 300.4812 | 0.89561 |  | 320.9879 | 0.076214 | 0 | 0 | 0.15243 | 330.4814 | 0.096806 | 0 | 0 | 0.19361 | 337.7359 | 0.11254 | 0 | 0 | 0.22508 | 337.915 | 0.11293 | 0 | 0 | 0.22586 | 338.1837 | 0.11351 | 0 | 0 | 0.22702 | 338.4524 | 0.11409 | 0 | 0 | 0.22819 | 338.7211 | 0.11468 | 0 | 0 | 0.22935 | 338.9897 | 0.11526 | 0 | 0 | 0.23052 | 339.2584 | 0.11584 | 0 | 0 | 0.23169 | 339.5271 | 0.11643 | 0 | 0 | 0.23285 | 339.7958 | 0.11701 | 0 | 0 | 0.23402 | 339.9749 | 0.1174 | 0 | 0 | 0.23479 | 340.2436 | 0.11798 | 0 | 0 | 0.23596 | 340.5123 | 0.11856 | 0 | 0 | 0.23712 | 340.781 | 0.11915 | 0 | 0 | 0.23829 | 340.9601 | 0.11953 | 0 | 0 | 0.23907 | 341.2288 | 0.12012 | 0 | 0 | 0.24023 | 341.4079 | 0.12051 | 0 | 0 | 0.24101 | 341.587 | 0.12089 | 0 | 0 | 0.24179 | 341.8557 | 0.12148 | 0 | 0 | 0.24295 | 342.0348 | 0.12186 | 0 | 0 | 0.24373 | 342.3035 | 0.12245 | 0 | 0 | 0.2449 | 342.4826 | 0.12284 | 0 | 0 | 0.24567 | 342.7513 | 0.12342 | 0 | 0 | 0.24684 | 342.9304 | 0.12381 | 0 | 0 | 0.24761 | 342.9304 | 0.12381 | 0 | 0 | 0.24761
2017-11-29 19:00 | 296.0848 | 0.88251 |  | 316.2915 | 0.066028 | 0 | 0 | 0.13206 | 325.6461 | 0.086318 | 0 | 0 | 0.17264 | 332.7944 | 0.10182 | 0 | 0 | 0.20364 | 332.9709 | 0.10221 | 0 | 0 | 0.20441 | 333.2357 | 0.10278 | 0 | 0 | 0.20556 | 333.5004 | 0.10335 | 0 | 0 | 0.20671 | 333.7652 | 0.10393 | 0 | 0 | 0.20786 | 334.0299 | 0.1045 | 0 | 0 | 0.209 | 334.2947 | 0.10508 | 0 | 0 | 0.21015 | 334.5594 | 0.10565 | 0 | 0 | 0.2113 | 334.8242 | 0.10622 | 0 | 0 | 0.21245 | 335.0007 | 0.10661 | 0 | 0 | 0.21322 | 335.2654 | 0.10718 | 0 | 0 | 0.21436 | 335.5302 | 0.10776 | 0 | 0 | 0.21551 | 335.7949 | 0.10833 | 0 | 0 | 0.21666 | 335.9714 | 0.10871 | 0 | 0 | 0.21743 | 336.2362 | 0.10929 | 0 | 0 | 0.21858 | 336.4127 | 0.10967 | 0 | 0 | 0.21934 | 336.5892 | 0.11005 | 0 | 0 | 0.22011 | 336.8539 | 0.11063 | 0 | 0 | 0.22126 | 337.0304 | 0.11101 | 0 | 0 | 0.22202 | 337.2952 | 0.11158 | 0 | 0 | 0.22317 | 337.4717 | 0.11197 | 0 | 0 | 0.22393 | 337.7365 | 0.11254 | 0 | 0 | 0.22508 | 337.913 | 0.11292 | 0 | 0 | 0.22585 | 337.913 | 0.11292 | 0 | 0 | 0.22585
2017-11-29 20:00 | 295.8793 | 0.8819 |  | 316.072 | 0.065552 | 0 | 0 | 0.1311 | 325.4201 | 0.085828 | 0 | 0 | 0.17166 | 332.5635 | 0.10132 | 0 | 0 | 0.20264 | 332.7399 | 0.1017 | 0 | 0 | 0.20341 | 333.0044 | 0.10228 | 0 | 0 | 0.20456 | 333.269 | 0.10285 | 0 | 0 | 0.2057 | 333.5336 | 0.10343 | 0 | 0 | 0.20685 | 333.7981 | 0.104 | 0 | 0 | 0.208 | 334.0627 | 0.10457 | 0 | 0 | 0.20915 | 334.3273 | 0.10515 | 0 | 0 | 0.21029 | 334.5918 | 0.10572 | 0 | 0 | 0.21144 | 334.7682 | 0.1061 | 0 | 0 | 0.21221 | 335.0328 | 0.10668 | 0 | 0 | 0.21335 | 335.2974 | 0.10725 | 0 | 0 | 0.2145 | 335.5619 | 0.10783 | 0 | 0 | 0.21565 | 335.7383 | 0.10821 | 0 | 0 | 0.21642 | 336.0029 | 0.10878 | 0 | 0 | 0.21756 | 336.1793 | 0.10916 | 0 | 0 | 0.21833 | 336.3556 | 0.10955 | 0 | 0 | 0.21909 | 336.6202 | 0.11012 | 0 | 0 | 0.22024 | 336.7966 | 0.1105 | 0 | 0 | 0.22101 | 337.0612 | 0.11108 | 0 | 0 | 0.22215 | 337.2375 | 0.11146 | 0 | 0 | 0.22292 | 337.5021 | 0.11203 | 0 | 0 | 0.22407 | 337.6785 | 0.11242 | 0 | 0 | 0.22483 | 337.6785 | 0.11242 | 0 | 0 | 0.22483
2017-11-29 21:00 | 300.2416 | 0.8949 |  | 320.732 | 0.075659 | 0 | 0 | 0.15132 | 330.2179 | 0.096234 | 0 | 0 | 0.19247 | 337.4666 | 0.11196 | 0 | 0 | 0.22391 | 337.6456 | 0.11234 | 0 | 0 | 0.22469 | 337.9141 | 0.11293 | 0 | 0 | 0.22585 | 338.1825 | 0.11351 | 0 | 0 | 0.22702 | 338.451 | 0.11409 | 0 | 0 | 0.22818 | 338.7195 | 0.11467 | 0 | 0 | 0.22935 | 338.9879 | 0.11526 | 0 | 0 | 0.23051 | 339.2564 | 0.11584 | 0 | 0 | 0.23168 | 339.5249 | 0.11642 | 0 | 0 | 0.23284 | 339.7039 | 0.11681 | 0 | 0 | 0.23362 | 339.9723 | 0.11739 | 0 | 0 | 0.23478 | 340.2408 | 0.11797 | 0 | 0 | 0.23595 | 340.5093 | 0.11856 | 0 | 0 | 0.23711 | 340.6883 | 0.11894 | 0 | 0 | 0.23789 | 340.9567 | 0.11953 | 0 | 0 | 0.23905 | 341.1357 | 0.11991 | 0 | 0 | 0.23983 | 341.3147 | 0.1203 | 0 | 0 | 0.24061 | 341.5832 | 0.12089 | 0 | 0 | 0.24177 | 341.7621 | 0.12127 | 0 | 0 | 0.24255 | 342.0306 | 0.12186 | 0 | 0 | 0.24371 | 342.2096 | 0.12224 | 0 | 0 | 0.24449 | 342.4781 | 0.12283 | 0 | 0 | 0.24565 | 342.657 | 0.12321 | 0 | 0 | 0.24643 | 342.657 | 0.12321 | 0 | 0 | 0.24643
2017-11-29 22:00 | 304.251 | 0.90685 |  | 325.015 | 0.084949 | 0 | 0 | 0.1699 | 334.6276 | 0.1058 | 0 | 0 | 0.2116 | 341.9731 | 0.12173 | 0 | 0 | 0.24346 | 342.1545 | 0.12212 | 0 | 0 | 0.24425 | 342.4265 | 0.12271 | 0 | 0 | 0.24543 | 342.6986 | 0.1233 | 0 | 0 | 0.24661 | 342.9707 | 0.12389 | 0 | 0 | 0.24779 | 343.2427 | 0.12448 | 0 | 0 | 0.24897 | 343.5148 | 0.12507 | 0 | 0 | 0.25015 | 343.7868 | 0.12566 | 0 | 0 | 0.25133 | 344.0589 | 0.12626 | 0 | 0 | 0.25251 | 344.2402 | 0.12665 | 0 | 0 | 0.2533 | 344.5123 | 0.12724 | 0 | 0 | 0.25448 | 344.7844 | 0.12783 | 0 | 0 | 0.25566 | 345.0564 | 0.12842 | 0 | 0 | 0.25684 | 345.2378 | 0.12881 | 0 | 0 | 0.25762 | 345.5098 | 0.1294 | 0 | 0 | 0.2588 | 345.6912 | 0.1298 | 0 | 0 | 0.25959 | 345.8726 | 0.13019 | 0 | 0 | 0.26038 | 346.1446 | 0.13078 | 0 | 0 | 0.26156 | 346.326 | 0.13117 | 0 | 0 | 0.26234 | 346.5981 | 0.13176 | 0 | 0 | 0.26353 | 346.7794 | 0.13216 | 0 | 0 | 0.26431 | 347.0515 | 0.13275 | 0 | 0 | 0.26549 | 347.2329 | 0.13314 | 0 | 0 | 0.26628 | 347.2329 | 0.13314 | 0 | 0 | 0.26628
2017-11-29 23:00 | 304.4373 | 0.90741 |  | 325.214 | 0.085381 | 0 | 0 | 0.17076 | 334.8325 | 0.10624 | 0 | 0 | 0.21249 | 342.1825 | 0.12219 | 0 | 0 | 0.24437 | 342.364 | 0.12258 | 0 | 0 | 0.24516 | 342.6362 | 0.12317 | 0 | 0 | 0.24634 | 342.9084 | 0.12376 | 0 | 0 | 0.24752 | 343.1807 | 0.12435 | 0 | 0 | 0.2487 | 343.4529 | 0.12494 | 0 | 0 | 0.24988 | 343.7251 | 0.12553 | 0 | 0 | 0.25106 | 343.9973 | 0.12612 | 0 | 0 | 0.25224 | 344.2696 | 0.12671 | 0 | 0 | 0.25342 | 344.451 | 0.12711 | 0 | 0 | 0.25421 | 344.7233 | 0.1277 | 0 | 0 | 0.25539 | 344.9955 | 0.12829 | 0 | 0 | 0.25657 | 345.2677 | 0.12888 | 0 | 0 | 0.25775 | 345.4492 | 0.12927 | 0 | 0 | 0.25854 | 345.7214 | 0.12986 | 0 | 0 | 0.25972 | 345.9029 | 0.13025 | 0 | 0 | 0.26051 | 346.0844 | 0.13065 | 0 | 0 | 0.2613 | 346.3566 | 0.13124 | 0 | 0 | 0.26248 | 346.5381 | 0.13163 | 0 | 0 | 0.26326 | 346.8103 | 0.13222 | 0 | 0 | 0.26445 | 346.9918 | 0.13262 | 0 | 0 | 0.26523 | 347.264 | 0.13321 | 0 | 0 | 0.26641 | 347.4455 | 0.1336 | 0 | 0 | 0.2672 | 347.4455 | 0.1336 | 0 | 0 | 0.2672
2017-11-30 | 300.6988 | 0.89626 |  | 321.2204 | 0.076718 | 0 | 0 | 0.15344 | 330.7208 | 0.097325 | 0 | 0 | 0.19465 | 337.9805 | 0.11307 | 0 | 0 | 0.22614 | 338.1597 | 0.11346 | 0 | 0 | 0.22692 | 338.4286 | 0.11404 | 0 | 0 | 0.22809 | 338.6975 | 0.11463 | 0 | 0 | 0.22925 | 338.9664 | 0.11521 | 0 | 0 | 0.23042 | 339.2353 | 0.11579 | 0 | 0 | 0.23159 | 339.5041 | 0.11638 | 0 | 0 | 0.23275 | 339.773 | 0.11696 | 0 | 0 | 0.23392 | 340.0419 | 0.11754 | 0 | 0 | 0.23508 | 340.2211 | 0.11793 | 0 | 0 | 0.23586 | 340.49 | 0.11851 | 0 | 0 | 0.23703 | 340.7589 | 0.1191 | 0 | 0 | 0.23819 | 341.0278 | 0.11968 | 0 | 0 | 0.23936 | 341.207 | 0.12007 | 0 | 0 | 0.24014 | 341.4759 | 0.12065 | 0 | 0 | 0.24131 | 341.6552 | 0.12104 | 0 | 0 | 0.24208 | 341.8344 | 0.12143 | 0 | 0 | 0.24286 | 342.1033 | 0.12201 | 0 | 0 | 0.24403 | 342.2825 | 0.1224 | 0 | 0 | 0.2448 | 342.5514 | 0.12299 | 0 | 0 | 0.24597 | 342.7307 | 0.12337 | 0 | 0 | 0.24675 | 342.9996 | 0.12396 | 0 | 0 | 0.24791 | 343.1788 | 0.12435 | 0 | 0 | 0.24869 | 343.1788 | 0.12435 | 0 | 0 | 0.24869
2017-11-30 01:00 | 174.1247 | 0.519 |  | 186.0081 | 0 | 0 | 0 | 0 | 191.5095 | 0 | 0 | 0 | 0 | 195.7133 | 0 | 0 | 0 | 0 | 195.8171 | 0 | 0 | 0 | 0 | 195.9728 | 0 | 0 | 0 | 0 | 196.1285 | 0 | 0 | 0 | 0 | 196.2842 | 0 | 0 | 0 | 0 | 196.4399 | 0 | 0 | 0 | 0 | 196.5956 | 0 | 0 | 0 | 0 | 196.7513 | 0 | 0 | 0 | 0 | 196.907 | 0 | 0 | 0 | 0 | 197.0108 | 0 | 0 | 0 | 0 | 197.1665 | 0 | 0 | 0 | 0 | 197.3222 | 0 | 0 | 0 | 0 | 197.4779 | 0 | 0 | 0 | 0 | 197.5817 | 0 | 0 | 0 | 0 | 197.7374 | 0 | 0 | 0 | 0 | 197.8412 | 0 | 0 | 0 | 0 | 197.945 | 0 | 0 | 0 | 0 | 198.1007 | 0 | 0 | 0 | 0 | 198.2045 | 0 | 0 | 0 | 0 | 198.3602 | 0 | 0 | 0 | 0 | 198.464 | 0 | 0 | 0 | 0 | 198.6197 | 0 | 0 | 0 | 0 | 198.7235 | 0 | 0 | 0 | 0 | 198.7235 | 0 | 0 | 0 | 0
2017-11-30 02:00 | 195.0415 | 0.58134 |  | 208.3523 | 0 | 0 | 0 | 0 | 214.5146 | 0 | 0 | 0 | 0 | 219.2234 | 0 | 0 | 0 | 0 | 219.3397 | 0 | 0 | 0 | 0 | 219.5141 | 0 | 0 | 0 | 0 | 219.6885 | 0 | 0 | 0 | 0 | 219.8629 | 0 | 0 | 0 | 0 | 220.0373 | 0 | 0 | 0 | 0 | 220.2117 | 0 | 0 | 0 | 0 | 220.3861 | 0 | 0 | 0 | 0 | 220.5605 | 0 | 0 | 0 | 0 | 220.6768 | 0 | 0 | 0 | 0 | 220.8512 | 0 | 0 | 0 | 0 | 221.0256 | 0 | 0 | 0 | 0 | 221.2 | 0 | 0 | 0 | 0 | 221.3162 | 0 | 0 | 0 | 0 | 221.4906 | 0 | 0 | 0 | 0 | 221.6069 | 0 | 0 | 0 | 0 | 221.7232 | 0 | 0 | 0 | 0 | 221.8976 | 0 | 0 | 0 | 0 | 222.0138 | 0 | 0 | 0 | 0 | 222.1882 | 0 | 0 | 0 | 0 | 222.3045 | 0 | 0 | 0 | 0 | 222.4789 | 0 | 0 | 0 | 0 | 222.5952 | 0 | 0 | 0 | 0 | 222.5952 | 0 | 0 | 0 | 0
2017-11-30 03:00 | 197.5951 | 0.58895 |  | 211.0802 | 0 | 0 | 0 | 0 | 217.3231 | 0 | 0 | 0 | 0 | 222.0936 | 0 | 0 | 0 | 0 | 222.2114 | 0 | 0 | 0 | 0 | 222.3881 | 0 | 0 | 0 | 0 | 222.5648 | 0 | 0 | 0 | 0 | 222.7414 | 0 | 0 | 0 | 0 | 222.9181 | 0 | 0 | 0 | 0 | 223.0948 | 0 | 0 | 0 | 0 | 223.2715 | 0 | 0 | 0 | 0 | 223.4482 | 0 | 0 | 0 | 0 | 223.566 | 0 | 0 | 0 | 0 | 223.7427 | 0 | 0 | 0 | 0 | 223.9193 | 0 | 0 | 0 | 0 | 224.096 | 0 | 0 | 0 | 0 | 224.2138 | 0 | 0 | 0 | 0 | 224.3905 | 0 | 0 | 0 | 0 | 224.5083 | 0 | 0 | 0 | 0 | 224.6261 | 0 | 0 | 0 | 0 | 224.8028 | 0 | 0 | 0 | 0 | 224.9206 | 0 | 0 | 0 | 0 | 225.0972 | 0 | 0 | 0 | 0 | 225.215 | 0 | 0 | 0 | 0 | 225.3917 | 0 | 0 | 0 | 0 | 225.5095 | 0 | 0 | 0 | 0 | 225.5095 | 0 | 0 | 0 | 0
2017-11-30 04:00 | 202.8259 | 0.60454 |  | 216.668 | 0 | 0 | 0 | 0 | 223.0762 | 0 | 0 | 0 | 0 | 227.973 | 0 | 0 | 0 | 0 | 228.0939 | 0 | 0 | 0 | 0 | 228.2752 | 0 | 0 | 0 | 0 | 228.4566 | 0 | 0 | 0 | 0 | 228.638 | 0 | 0 | 0 | 0 | 228.8193 | 0 | 0 | 0 | 0 | 229.0007 | 0 | 0 | 0 | 0 | 229.1821 | 0 | 0 | 0 | 0 | 229.3634 | 0 | 0 | 0 | 0 | 229.4843 | 0 | 0 | 0 | 0 | 229.6657 | 0 | 0 | 0 | 0 | 229.8471 | 0 | 0 | 0 | 0 | 230.0284 | 0 | 0 | 0 | 0 | 230.1493 | 0 | 0 | 0 | 0 | 230.3307 | 0 | 0 | 0 | 0 | 230.4516 | 0 | 0 | 0 | 0 | 230.5725 | 0 | 0 | 0 | 0 | 230.7539 | 0 | 0 | 0 | 0 | 230.8748 | 0 | 0 | 0 | 0 | 231.0561 | 0 | 0 | 0 | 0 | 231.1771 | 0 | 0 | 0 | 0 | 231.3584 | 0 | 0 | 0 | 0 | 231.4793 | 0 | 0 | 0 | 0 | 231.4793 | 0 | 0 | 0 | 0
2017-11-30 05:00 | 210.9478 | 0.62875 |  | 225.3443 | 0 | 0 | 0 | 0 | 232.009 | 0 | 0 | 0 | 0 | 237.1019 | 0 | 0 | 0 | 0 | 237.2277 | 0 | 0 | 0 | 0 | 237.4163 | 0 | 0 | 0 | 0 | 237.6049 | 0 | 0 | 0 | 0 | 237.7935 | 0 | 0 | 0 | 0 | 237.9822 | 0 | 0 | 0 | 0 | 238.1708 | 0 | 0 | 0 | 0 | 238.3594 | 0 | 0 | 0 | 0 | 238.548 | 0 | 0 | 0 | 0 | 238.6738 | 0 | 0 | 0 | 0 | 238.8624 | 0 | 0 | 0 | 0 | 239.051 | 0 | 0 | 0 | 0 | 239.2397 | 0 | 0 | 0 | 0 | 239.3654 | 0 | 0 | 0 | 0 | 239.554 | 0 | 0 | 0 | 0 | 239.6798 | 0 | 0 | 0 | 0 | 239.8055 | 0 | 0 | 0 | 0 | 239.9942 | 0 | 0 | 0 | 0 | 240.1199 | 0 | 0 | 0 | 0 | 240.3085 | 0 | 0 | 0 | 0 | 240.4343 | 0 | 0 | 0 | 0 | 240.6229 | 0 | 0 | 0 | 0 | 240.7487 | 0 | 0 | 0 | 0 | 240.7487 | 0 | 0 | 0 | 0
2017-11-30 06:00 | 215.7321 | 0.64301 |  | 230.455 | 0 | 0 | 0 | 0 | 237.271 | 0 | 0 | 0 | 0 | 242.4794 | 0 | 0 | 0 | 0 | 242.608 | 0 | 0 | 0 | 0 | 242.8009 | 0 | 0 | 0 | 0 | 242.9938 | 0 | 0 | 0 | 0 | 243.1867 | 0 | 0 | 0 | 0 | 243.3796 | 0 | 0 | 0 | 0 | 243.5725 | 0 | 0 | 0 | 0 | 243.7654 | 0 | 0 | 0 | 0 | 243.9583 | 0 | 0 | 0 | 0 | 244.0869 | 0 | 0 | 0 | 0 | 244.2798 | 0 | 0 | 0 | 0 | 244.4727 | 0 | 0 | 0 | 0 | 244.6656 | 0 | 0 | 0 | 0 | 244.7942 | 0 | 0 | 0 | 0 | 244.9871 | 0 | 0 | 0 | 0 | 245.1157 | 0 | 0 | 0 | 0 | 245.2443 | 0 | 0 | 0 | 0 | 245.4372 | 0 | 0 | 0 | 0 | 245.5658 | 0 | 0 | 0 | 0 | 245.7587 | 0 | 0 | 0 | 0 | 245.8873 | 0 | 0 | 0 | 0 | 246.0802 | 0 | 0 | 0 | 0 | 246.2088 | 0 | 0 | 0 | 0 | 246.2088 | 0 | 0 | 0 | 0
2017-11-30 07:00 | 228.7027 | 0.68167 |  | 244.3108 | 0 | 0 | 0 | 0 | 251.5365 | 0 | 0 | 0 | 0 | 257.058 | 0 | 0 | 0 | 0 | 257.1944 | 0 | 0 | 0 | 0 | 257.3989 | 0 | 0 | 0 | 0 | 257.6034 | 0 | 0 | 0 | 0 | 257.8079 | 0 | 0 | 0 | 0 | 258.0124 | 0 | 0 | 0 | 0 | 258.2169 | 0 | 0 | 0 | 0 | 258.4214 | 0 | 0 | 0 | 0 | 258.6259 | 0 | 0 | 0 | 0 | 258.7622 | 0 | 0 | 0 | 0 | 258.9667 | 0 | 0 | 0 | 0 | 259.1712 | 0 | 0 | 0 | 0 | 259.3757 | 0 | 0 | 0 | 0 | 259.5121 | 0 | 0 | 0 | 0 | 259.7166 | 0 | 0 | 0 | 0 | 259.8529 | 0 | 0 | 0 | 0 | 259.9892 | 0 | 0 | 0 | 0 | 260.1937 | 0 | 0 | 0 | 0 | 260.3301 | 0 | 0 | 0 | 0 | 260.5346 | 0 | 0 | 0 | 0 | 260.6709 | 0 | 0 | 0 | 0 | 260.8754 | 0 | 0 | 0 | 0 | 261.0117 | 0 | 0 | 0 | 0 | 261.0117 | 0 | 0 | 0 | 0
2017-11-30 08:00 | 230.5388 | 0.68714 |  | 246.2722 | 0 | 0 | 0 | 0 | 253.556 | 0 | 0 | 0 | 0 | 259.1218 | 0 | 0 | 0 | 0 | 259.2592 | 0 | 0 | 0 | 0 | 259.4654 | 0 | 0 | 0 | 0 | 259.6715 | 0 | 0 | 0 | 0 | 259.8777 | 0 | 0 | 0 | 0 | 260.0838 | 0 | 0 | 0 | 0 | 260.29 | 0 | 0 | 0 | 0 | 260.4961 | 0 | 0 | 0 | 0 | 260.7023 | 0 | 0 | 0 | 0 | 260.8397 | 0 | 0 | 0 | 0 | 261.0458 | 0 | 0 | 0 | 0 | 261.252 | 0 | 0 | 0 | 0 | 261.4581 | 0 | 0 | 0 | 0 | 261.5955 | 0 | 0 | 0 | 0 | 261.8017 | 0 | 0 | 0 | 0 | 261.9391 | 0 | 0 | 0 | 0 | 262.0765 | 0 | 0 | 0 | 0 | 262.2827 | 0 | 0 | 0 | 0 | 262.4201 | 0 | 0 | 0 | 0 | 262.6263 | 0 | 0 | 0 | 0 | 262.7637 | 0 | 0 | 0 | 0 | 262.9698 | 0 | 0 | 0 | 0 | 263.1073 | 0 | 0 | 0 | 0 | 263.1073 | 0 | 0 | 0 | 0
2017-11-30 09:00 | 238.6636 | 0.71136 |  | 254.9516 | 0 | 0 | 0 | 0 | 262.492 | 0 | 0 | 0 | 0 | 268.254 | 0 | 0 | 0 | 0 | 268.3963 | 0 | 0 | 0 | 0 | 268.6097 | 0 | 0 | 0 | 0 | 268.8231 | 0 | 0 | 0 | 0 | 269.0365 | 0 | 0 | 0 | 0 | 269.2499 | 0 | 0 | 0 | 0 | 269.4633 | 0 | 0 | 0 | 0 | 269.6767 | 0 | 0 | 0 | 0 | 269.8901 | 0 | 0 | 0 | 0 | 270.0324 | 0 | 0 | 0 | 0 | 270.2458 | 0 | 0 | 0 | 0 | 270.4592 | 0 | 0 | 0 | 0 | 270.6726 | 0 | 0 | 0 | 0 | 270.8149 | 0 | 0 | 0 | 0 | 271.0283 | 0 | 0 | 0 | 0 | 271.1706 | 0 | 0 | 0 | 0 | 271.3129 | 0 | 0 | 0 | 0 | 271.5263 | 0 | 0 | 0 | 0 | 271.6685 | 0 | 0 | 0 | 0 | 271.8819 | 0 | 0 | 0 | 0 | 272.0242 | 0 | 0 | 0 | 0 | 272.2376 | 0 | 0 | 0 | 0 | 272.3799 | 0 | 0 | 0 | 0 | 272.3799 | 0 | 0 | 0 | 0
2017-11-30 10:00 | 238.7381 | 0.71158 |  | 255.0311 | 0 | 0 | 0 | 0 | 262.5739 | 0 | 0 | 0 | 0 | 268.3377 | 0 | 0 | 0 | 0 | 268.48 | 0 | 0 | 0 | 0 | 268.6935 | 0 | 0 | 0 | 0 | 268.907 | 0 | 0 | 0 | 0 | 269.1204 | 0 | 0 | 0 | 0 | 269.3339 | 0 | 0 | 0 | 0 | 269.5474 | 0 | 0 | 0 | 0 | 269.7609 | 0 | 0 | 0 | 0 | 269.9743 | 0 | 0 | 0 | 0 | 270.1166 | 0 | 0 | 0 | 0 | 270.3301 | 0 | 0 | 0 | 0 | 270.5436 | 0 | 0 | 0 | 0 | 270.7571 | 0 | 0 | 0 | 0 | 270.8994 | 0 | 0 | 0 | 0 | 271.1129 | 0 | 0 | 0 | 0 | 271.2552 | 0 | 0 | 0 | 0 | 271.3975 | 0 | 0 | 0 | 0 | 271.611 | 0 | 0 | 0 | 0 | 271.7533 | 0 | 0 | 0 | 0 | 271.9668 | 0 | 0 | 0 | 0 | 272.1091 | 0 | 0 | 0 | 0 | 272.3226 | 0 | 0 | 0 | 0 | 272.4649 | 0 | 0 | 0 | 0 | 272.4649 | 0 | 0 | 0 | 0
2017-11-30 11:00 | 233.6076 | 0.69629 |  | 249.5505 | 0 | 0 | 0 | 0 | 256.9312 | 0 | 0 | 0 | 0 | 262.5711 | 0 | 0 | 0 | 0 | 262.7104 | 0 | 0 | 0 | 0 | 262.9193 | 0 | 0 | 0 | 0 | 263.1281 | 0 | 0 | 0 | 0 | 263.337 | 0 | 0 | 0 | 0 | 263.5459 | 0 | 0 | 0 | 0 | 263.7548 | 0 | 0 | 0 | 0 | 263.9637 | 0 | 0 | 0 | 0 | 264.1726 | 0 | 0 | 0 | 0 | 264.3118 | 0 | 0 | 0 | 0 | 264.5207 | 0 | 0 | 0 | 0 | 264.7296 | 0 | 0 | 0 | 0 | 264.9385 | 0 | 0 | 0 | 0 | 265.0778 | 0 | 0 | 0 | 0 | 265.2866 | 0 | 0 | 0 | 0 | 265.4259 | 0 | 0 | 0 | 0 | 265.5652 | 0 | 0 | 0 | 0 | 265.7741 | 0 | 0 | 0 | 0 | 265.9133 | 0 | 0 | 0 | 0 | 266.1222 | 0 | 0 | 0 | 0 | 266.2615 | 0 | 0 | 0 | 0 | 266.4703 | 0 | 0 | 0 | 0 | 266.6096 | 0 | 0 | 0 | 0 | 266.6096 | 0 | 0 | 0 | 0
2017-11-30 12:00 | 249.5873 | 0.74392 |  | 266.6208 | 0 | 0 | 0 | 0 | 274.5063 | 0 | 0 | 0 | 0 | 280.5321 | 0 | 0 | 0 | 0 | 280.6808 | 0 | 0 | 0 | 0 | 280.904 | 0 | 0 | 0 | 0 | 281.1272 | 0 | 0 | 0 | 0 | 281.3504 | 0 | 0 | 0 | 0 | 281.5735 | 0 | 0 | 0 | 0 | 281.7967 | 0 | 0 | 0 | 0 | 282.0199 | 0 | 0 | 0 | 0 | 282.2431 | 0 | 0 | 0 | 0 | 282.3919 | 0 | 0 | 0 | 0 | 282.615 | 0 | 0 | 0 | 0 | 282.8382 | 0 | 0 | 0 | 0 | 283.0614 | 0 | 0 | 0 | 0 | 283.2102 | 0 | 0 | 0 | 0 | 283.4333 | 0 | 0 | 0 | 0 | 283.5821 | 0 | 0 | 0 | 0 | 283.7309 | 0 | 0 | 0 | 0 | 283.9541 | 0 | 0 | 0 | 0 | 284.1029 | 0 | 0 | 0 | 0 | 284.326 | 0 | 0 | 0 | 0 | 284.4748 | 0 | 0 | 0 | 0 | 284.698 | 0 | 0 | 0 | 0 | 284.8468 | 0 | 0 | 0 | 0 | 284.8468 | 0 | 0 | 0 | 0
2017-11-30 13:00 | 258.7408 | 0.7712 |  | 276.399 | 0 | 0 | 0 | 0 | 284.5737 | 0 | 0 | 0 | 0 | 290.8205 | 0.010781 | 0 | 0 | 0.021562 | 290.9747 | 0.011115 | 0 | 0 | 0.022231 | 291.2061 | 0.011617 | 0 | 0 | 0.023235 | 291.4374 | 0.012119 | 0 | 0 | 0.024238 | 291.6688 | 0.012621 | 0 | 0 | 0.025242 | 291.9001 | 0.013123 | 0 | 0 | 0.026246 | 292.1315 | 0.013625 | 0 | 0 | 0.027249 | 292.3629 | 0.014126 | 0 | 0 | 0.028253 | 292.5942 | 0.014628 | 0 | 0 | 0.029256 | 292.7485 | 0.014963 | 0 | 0 | 0.029926 | 292.9798 | 0.015465 | 0 | 0 | 0.030929 | 293.2112 | 0.015966 | 0 | 0 | 0.031933 | 293.4425 | 0.016468 | 0 | 0 | 0.032936 | 293.5968 | 0.016803 | 0 | 0 | 0.033606 | 293.8281 | 0.017305 | 0 | 0 | 0.034609 | 293.9824 | 0.017639 | 0 | 0 | 0.035278 | 294.1366 | 0.017974 | 0 | 0 | 0.035947 | 294.368 | 0.018476 | 0 | 0 | 0.036951 | 294.5222 | 0.01881 | 0 | 0 | 0.03762 | 294.7536 | 0.019312 | 0 | 0 | 0.038624 | 294.9078 | 0.019646 | 0 | 0 | 0.039293 | 295.1392 | 0.020148 | 0 | 0 | 0.040297 | 295.2934 | 0.020483 | 0 | 0 | 0.040966 | 295.2934 | 0.020483 | 0 | 0 | 0.040966
2017-11-30 14:00 | 257.5145 | 0.76755 |  | 275.0889 | 0 | 0 | 0 | 0 | 283.2249 | 0 | 0 | 0 | 0 | 289.4421 | 0.0077912 | 0 | 0 | 0.015582 | 289.5956 | 0.0081242 | 0 | 0 | 0.016248 | 289.8259 | 0.0086236 | 0 | 0 | 0.017247 | 290.0561 | 0.0091231 | 0 | 0 | 0.018246 | 290.2864 | 0.0096225 | 0 | 0 | 0.019245 | 290.5166 | 0.010122 | 0 | 0 | 0.020244 | 290.7469 | 0.010621 | 0 | 0 | 0.021243 | 290.9772 | 0.011121 | 0 | 0 | 0.022242 | 291.2074 | 0.01162 | 0 | 0 | 0.023241 | 291.3609 | 0.011953 | 0 | 0 | 0.023906 | 291.5912 | 0.012453 | 0 | 0 | 0.024905 | 291.8215 | 0.012952 | 0 | 0 | 0.025904 | 292.0517 | 0.013452 | 0 | 0 | 0.026903 | 292.2053 | 0.013785 | 0 | 0 | 0.027569 | 292.4355 | 0.014284 | 0 | 0 | 0.028568 | 292.589 | 0.014617 | 0 | 0 | 0.029234 | 292.7425 | 0.01495 | 0 | 0 | 0.0299 | 292.9728 | 0.015449 | 0 | 0 | 0.030899 | 293.1263 | 0.015782 | 0 | 0 | 0.031565 | 293.3566 | 0.016282 | 0 | 0 | 0.032564 | 293.5101 | 0.016615 | 0 | 0 | 0.033229 | 293.7403 | 0.017114 | 0 | 0 | 0.034228 | 293.8939 | 0.017447 | 0 | 0 | 0.034894 | 293.8939 | 0.017447 | 0 | 0 | 0.034894
2017-11-30 15:00 | 270.4422 | 0.80608 |  | 288.8989 | 0.006613 | 0 | 0 | 0.013226 | 297.4433 | 0.025146 | 0 | 0 | 0.050292 | 303.9726 | 0.039308 | 0 | 0 | 0.078616 | 304.1338 | 0.039658 | 0 | 0 | 0.079315 | 304.3756 | 0.040182 | 0 | 0 | 0.080364 | 304.6174 | 0.040707 | 0 | 0 | 0.081413 | 304.8592 | 0.041231 | 0 | 0 | 0.082462 | 305.1011 | 0.041756 | 0 | 0 | 0.083511 | 305.3429 | 0.04228 | 0 | 0 | 0.08456 | 305.5847 | 0.042805 | 0 | 0 | 0.085609 | 305.8265 | 0.043329 | 0 | 0 | 0.086658 | 305.9878 | 0.043679 | 0 | 0 | 0.087358 | 306.2296 | 0.044203 | 0 | 0 | 0.088407 | 306.4714 | 0.044728 | 0 | 0 | 0.089456 | 306.7132 | 0.045252 | 0 | 0 | 0.090505 | 306.8744 | 0.045602 | 0 | 0 | 0.091204 | 307.1163 | 0.046127 | 0 | 0 | 0.092253 | 307.2775 | 0.046476 | 0 | 0 | 0.092952 | 307.4387 | 0.046826 | 0 | 0 | 0.093652 | 307.6805 | 0.04735 | 0 | 0 | 0.094701 | 307.8417 | 0.0477 | 0 | 0 | 0.0954 | 308.0836 | 0.048225 | 0 | 0 | 0.096449 | 308.2448 | 0.048574 | 0 | 0 | 0.097149 | 308.4866 | 0.049099 | 0 | 0 | 0.098198 | 308.6478 | 0.049448 | 0 | 0 | 0.098897 | 308.6478 | 0.049448 | 0 | 0 | 0.098897
2017-11-30 16:00 | 278.4703 | 0.83001 |  | 297.4749 | 0.025214 | 0 | 0 | 0.050429 | 306.2729 | 0.044297 | 0 | 0 | 0.088595 | 312.996 | 0.05888 | 0 | 0 | 0.11776 | 313.162 | 0.05924 | 0 | 0 | 0.11848 | 313.411 | 0.05978 | 0 | 0 | 0.11956 | 313.66 | 0.06032 | 0 | 0 | 0.12064 | 313.909 | 0.06086 | 0 | 0 | 0.12172 | 314.158 | 0.0614 | 0 | 0 | 0.1228 | 314.407 | 0.06194 | 0 | 0 | 0.12388 | 314.656 | 0.06248 | 0 | 0 | 0.12496 | 314.905 | 0.06302 | 0 | 0 | 0.12604 | 315.071 | 0.06338 | 0 | 0 | 0.12676 | 315.32 | 0.063921 | 0 | 0 | 0.12784 | 315.569 | 0.064461 | 0 | 0 | 0.12892 | 315.818 | 0.065001 | 0 | 0 | 0.13 | 315.984 | 0.065361 | 0 | 0 | 0.13072 | 316.233 | 0.065901 | 0 | 0 | 0.1318 | 316.399 | 0.066261 | 0 | 0 | 0.13252 | 316.565 | 0.066621 | 0 | 0 | 0.13324 | 316.814 | 0.067161 | 0 | 0 | 0.13432 | 316.9801 | 0.067521 | 0 | 0 | 0.13504 | 317.2291 | 0.068061 | 0 | 0 | 0.13612 | 317.3951 | 0.068421 | 0 | 0 | 0.13684 | 317.6441 | 0.068961 | 0 | 0 | 0.13792 | 317.8101 | 0.069321 | 0 | 0 | 0.13864 | 317.8101 | 0.069321 | 0 | 0 | 0.13864
2017-11-30 17:00 | 295.5956 | 0.88105 |  | 315.769 | 0.064894 | 0 | 0 | 0.12979 | 325.1081 | 0.085151 | 0 | 0 | 0.1703 | 332.2446 | 0.10063 | 0 | 0 | 0.20126 | 332.4208 | 0.10101 | 0 | 0 | 0.20202 | 332.6852 | 0.10159 | 0 | 0 | 0.20317 | 332.9495 | 0.10216 | 0 | 0 | 0.20432 | 333.2138 | 0.10273 | 0 | 0 | 0.20546 | 333.4781 | 0.10331 | 0 | 0 | 0.20661 | 333.7424 | 0.10388 | 0 | 0 | 0.20776 | 334.0067 | 0.10445 | 0 | 0 | 0.2089 | 334.2711 | 0.10503 | 0 | 0 | 0.21005 | 334.4473 | 0.10541 | 0 | 0 | 0.21081 | 334.7116 | 0.10598 | 0 | 0 | 0.21196 | 334.9759 | 0.10655 | 0 | 0 | 0.21311 | 335.2402 | 0.10713 | 0 | 0 | 0.21425 | 335.4164 | 0.10751 | 0 | 0 | 0.21502 | 335.6807 | 0.10808 | 0 | 0 | 0.21617 | 335.8569 | 0.10847 | 0 | 0 | 0.21693 | 336.0332 | 0.10885 | 0 | 0 | 0.21769 | 336.2975 | 0.10942 | 0 | 0 | 0.21884 | 336.4737 | 0.1098 | 0 | 0 | 0.21961 | 336.738 | 0.11038 | 0 | 0 | 0.22075 | 336.9142 | 0.11076 | 0 | 0 | 0.22152 | 337.1785 | 0.11133 | 0 | 0 | 0.22266 | 337.3547 | 0.11171 | 0 | 0 | 0.22343 | 337.3547 | 0.11171 | 0 | 0 | 0.22343
2017-11-30 18:00 | 271.9698 | 0.81063 |  | 290.5307 | 0.010152 | 0 | 0 | 0.020305 | 299.1234 | 0.02879 | 0 | 0 | 0.05758 | 305.6896 | 0.043032 | 0 | 0 | 0.086064 | 305.8517 | 0.043384 | 0 | 0 | 0.086767 | 306.0949 | 0.043911 | 0 | 0 | 0.087822 | 306.3381 | 0.044439 | 0 | 0 | 0.088877 | 306.5812 | 0.044966 | 0 | 0 | 0.089932 | 306.8244 | 0.045494 | 0 | 0 | 0.090987 | 307.0676 | 0.046021 | 0 | 0 | 0.092042 | 307.3108 | 0.046549 | 0 | 0 | 0.093097 | 307.554 | 0.047076 | 0 | 0 | 0.094152 | 307.7161 | 0.047428 | 0 | 0 | 0.094855 | 307.9593 | 0.047955 | 0 | 0 | 0.09591 | 308.2025 | 0.048483 | 0 | 0 | 0.096965 | 308.4457 | 0.04901 | 0 | 0 | 0.09802 | 308.6078 | 0.049362 | 0 | 0 | 0.098723 | 308.851 | 0.049889 | 0 | 0 | 0.099778 | 309.0131 | 0.050241 | 0 | 0 | 0.10048 | 309.1753 | 0.050593 | 0 | 0 | 0.10119 | 309.4185 | 0.05112 | 0 | 0 | 0.10224 | 309.5806 | 0.051472 | 0 | 0 | 0.10294 | 309.8238 | 0.051999 | 0 | 0 | 0.104 | 309.9859 | 0.052351 | 0 | 0 | 0.1047 | 310.2291 | 0.052878 | 0 | 0 | 0.10576 | 310.3912 | 0.05323 | 0 | 0 | 0.10646 | 310.3912 | 0.05323 | 0 | 0 | 0.10646
2017-11-30 19:00 | 263.0593 | 0.78407 |  | 281.0121 | 0 | 0 | 0 | 0 | 289.3233 | 0.0075336 | 0 | 0 | 0.015067 | 295.6743 | 0.021309 | 0 | 0 | 0.042618 | 295.8311 | 0.021649 | 0 | 0 | 0.043298 | 296.0663 | 0.022159 | 0 | 0 | 0.044318 | 296.3016 | 0.022669 | 0 | 0 | 0.045339 | 296.5368 | 0.02318 | 0 | 0 | 0.046359 | 296.772 | 0.02369 | 0 | 0 | 0.04738 | 297.0072 | 0.0242 | 0 | 0 | 0.0484 | 297.2425 | 0.02471 | 0 | 0 | 0.04942 | 297.4777 | 0.02522 | 0 | 0 | 0.050441 | 297.6345 | 0.025561 | 0 | 0 | 0.051121 | 297.8697 | 0.026071 | 0 | 0 | 0.052142 | 298.1049 | 0.026581 | 0 | 0 | 0.053162 | 298.3402 | 0.027091 | 0 | 0 | 0.054182 | 298.497 | 0.027431 | 0 | 0 | 0.054863 | 298.7322 | 0.027941 | 0 | 0 | 0.055883 | 298.889 | 0.028282 | 0 | 0 | 0.056563 | 299.0458 | 0.028622 | 0 | 0 | 0.057243 | 299.281 | 0.029132 | 0 | 0 | 0.058264 | 299.4379 | 0.029472 | 0 | 0 | 0.058944 | 299.6731 | 0.029982 | 0 | 0 | 0.059965 | 299.8299 | 0.030322 | 0 | 0 | 0.060645 | 300.0651 | 0.030833 | 0 | 0 | 0.061665 | 300.2219 | 0.031173 | 0 | 0 | 0.062345 | 300.2219 | 0.031173 | 0 | 0 | 0.062345
2017-11-30 20:00 | 247.3493 | 0.73725 |  | 264.2299 | 0 | 0 | 0 | 0 | 272.0448 | 0 | 0 | 0 | 0 | 278.0165 | 0 | 0 | 0 | 0 | 278.1639 | 0 | 0 | 0 | 0 | 278.3851 | 0 | 0 | 0 | 0 | 278.6063 | 0 | 0 | 0 | 0 | 278.8275 | 0 | 0 | 0 | 0 | 279.0486 | 0 | 0 | 0 | 0 | 279.2698 | 0 | 0 | 0 | 0 | 279.491 | 0 | 0 | 0 | 0 | 279.7122 | 0 | 0 | 0 | 0 | 279.8596 | 0 | 0 | 0 | 0 | 280.0808 | 0 | 0 | 0 | 0 | 280.302 | 0 | 0 | 0 | 0 | 280.5231 | 0 | 0 | 0 | 0 | 280.6706 | 0 | 0 | 0 | 0 | 280.8918 | 0 | 0 | 0 | 0 | 281.0392 | 0 | 0 | 0 | 0 | 281.1867 | 0 | 0 | 0 | 0 | 281.4078 | 0 | 0 | 0 | 0 | 281.5553 | 0 | 0 | 0 | 0 | 281.7765 | 0 | 0 | 0 | 0 | 281.9239 | 0 | 0 | 0 | 0 | 282.1451 | 0 | 0 | 0 | 0 | 282.2925 | 0 | 0 | 0 | 0 | 282.2925 | 0 | 0 | 0 | 0
2017-11-30 21:00 | 257.1332 | 0.76641 |  | 274.6816 | 0 | 0 | 0 | 0 | 282.8056 | 0 | 0 | 0 | 0 | 289.0135 | 0.0068616 | 0 | 0 | 0.013723 | 289.1668 | 0.0071941 | 0 | 0 | 0.014388 | 289.3967 | 0.0076928 | 0 | 0 | 0.015386 | 289.6266 | 0.0081915 | 0 | 0 | 0.016383 | 289.8565 | 0.0086902 | 0 | 0 | 0.01738 | 290.0865 | 0.0091889 | 0 | 0 | 0.018378 | 290.3164 | 0.0096876 | 0 | 0 | 0.019375 | 290.5463 | 0.010186 | 0 | 0 | 0.020373 | 290.7762 | 0.010685 | 0 | 0 | 0.02137 | 290.9295 | 0.011017 | 0 | 0 | 0.022035 | 291.1594 | 0.011516 | 0 | 0 | 0.023032 | 291.3894 | 0.012015 | 0 | 0 | 0.02403 | 291.6193 | 0.012514 | 0 | 0 | 0.025027 | 291.7726 | 0.012846 | 0 | 0 | 0.025692 | 292.0025 | 0.013345 | 0 | 0 | 0.02669 | 292.1558 | 0.013677 | 0 | 0 | 0.027354 | 292.3091 | 0.01401 | 0 | 0 | 0.028019 | 292.539 | 0.014508 | 0 | 0 | 0.029017 | 292.6923 | 0.014841 | 0 | 0 | 0.029682 | 292.9222 | 0.01534 | 0 | 0 | 0.030679 | 293.0755 | 0.015672 | 0 | 0 | 0.031344 | 293.3054 | 0.016171 | 0 | 0 | 0.032341 | 293.4587 | 0.016503 | 0 | 0 | 0.033006 | 293.4587 | 0.016503 | 0 | 0 | 0.033006
2017-11-30 22:00 | 253.6191 | 0.75594 |  | 270.9277 | 0 | 0 | 0 | 0 | 278.9406 | 0 | 0 | 0 | 0 | 285.0637 | 0 | 0 | 0 | 0 | 285.2149 | 0 | 0 | 0 | 0 | 285.4416 | 0 | 0 | 0 | 0 | 285.6684 | 0 | 0 | 0 | 0 | 285.8952 | 9.8052e-05 | 0 | 0 | 0.0001961 | 286.122 | 0.00058994 | 0 | 0 | 0.0011799 | 286.3488 | 0.0010818 | 0 | 0 | 0.0021637 | 286.5755 | 0.0015737 | 0 | 0 | 0.0031474 | 286.8023 | 0.0020656 | 0 | 0 | 0.0041312 | 286.9535 | 0.0023935 | 0 | 0 | 0.0047871 | 287.1803 | 0.0028854 | 0 | 0 | 0.0057708 | 287.4071 | 0.0033773 | 0 | 0 | 0.0067546 | 287.6339 | 0.0038692 | 0 | 0 | 0.0077384 | 287.785 | 0.0041971 | 0 | 0 | 0.0083942 | 288.0118 | 0.004689 | 0 | 0 | 0.009378 | 288.163 | 0.0050169 | 0 | 0 | 0.010034 | 288.3142 | 0.0053449 | 0 | 0 | 0.01069 | 288.541 | 0.0058367 | 0 | 0 | 0.011673 | 288.6922 | 0.0061647 | 0 | 0 | 0.012329 | 288.919 | 0.0066566 | 0 | 0 | 0.013313 | 289.0701 | 0.0069845 | 0 | 0 | 0.013969 | 289.2969 | 0.0074764 | 0 | 0 | 0.014953 | 289.4481 | 0.0078043 | 0 | 0 | 0.015609 | 289.4481 | 0.0078043 | 0 | 0 | 0.015609
2017-11-30 23:00 | 263.7984 | 0.78628 |  | 281.8017 | 0 | 0 | 0 | 0 | 290.1362 | 0.0092969 | 0 | 0 | 0.018594 | 296.5051 | 0.023111 | 0 | 0 | 0.046222 | 296.6623 | 0.023452 | 0 | 0 | 0.046904 | 296.8982 | 0.023964 | 0 | 0 | 0.047927 | 297.1341 | 0.024475 | 0 | 0 | 0.04895 | 297.37 | 0.024987 | 0 | 0 | 0.049974 | 297.6059 | 0.025499 | 0 | 0 | 0.050997 | 297.8418 | 0.02601 | 0 | 0 | 0.05202 | 298.0776 | 0.026522 | 0 | 0 | 0.053044 | 298.3135 | 0.027033 | 0 | 0 | 0.054067 | 298.4708 | 0.027374 | 0 | 0 | 0.054749 | 298.7067 | 0.027886 | 0 | 0 | 0.055772 | 298.9426 | 0.028398 | 0 | 0 | 0.056795 | 299.1784 | 0.028909 | 0 | 0 | 0.057819 | 299.3357 | 0.02925 | 0 | 0 | 0.058501 | 299.5716 | 0.029762 | 0 | 0 | 0.059524 | 299.7288 | 0.030103 | 0 | 0 | 0.060206 | 299.8861 | 0.030444 | 0 | 0 | 0.060889 | 300.122 | 0.030956 | 0 | 0 | 0.061912 | 300.2792 | 0.031297 | 0 | 0 | 0.062594 | 300.5151 | 0.031809 | 0 | 0 | 0.063617 | 300.6724 | 0.03215 | 0 | 0 | 0.064299 | 300.9082 | 0.032661 | 0 | 0 | 0.065323 | 301.0655 | 0.033002 | 0 | 0 | 0.066005 | 301.0655 | 0.033002 | 0 | 0 | 0.066005
2017-12-01 | 273.9839 | 0.81664 |  | 292.6823 | 0 | 0 | 0 | 0 | 301.3387 | 0.010625 | 0 | 0 | 0.02125 | 307.9534 | 0.024973 | 0 | 0 | 0.049945 | 308.1167 | 0.025327 | 0 | 0 | 0.050654 | 308.3617 | 0.025858 | 0 | 0 | 0.051716 | 308.6067 | 0.02639 | 0 | 0 | 0.052779 | 308.8517 | 0.026921 | 0 | 0 | 0.053842 | 309.0967 | 0.027452 | 0 | 0 | 0.054905 | 309.3417 | 0.027984 | 0 | 0 | 0.055968 | 309.5867 | 0.028515 | 0 | 0 | 0.05703 | 309.8317 | 0.029047 | 0 | 0 | 0.058093 | 309.995 | 0.029401 | 0 | 0 | 0.058802 | 310.24 | 0.029932 | 0 | 0 | 0.059864 | 310.485 | 0.030464 | 0 | 0 | 0.060927 | 310.73 | 0.030995 | 0 | 0 | 0.06199 | 310.8933 | 0.031349 | 0 | 0 | 0.062698 | 311.1383 | 0.031881 | 0 | 0 | 0.063761 | 311.3016 | 0.032235 | 0 | 0 | 0.06447 | 311.4649 | 0.032589 | 0 | 0 | 0.065178 | 311.7099 | 0.03312 | 0 | 0 | 0.066241 | 311.8733 | 0.033475 | 0 | 0 | 0.066949 | 312.1182 | 0.034006 | 0 | 0 | 0.068012 | 312.2816 | 0.03436 | 0 | 0 | 0.068721 | 312.5266 | 0.034892 | 0 | 0 | 0.069784 | 312.6899 | 0.035246 | 0 | 0 | 0.070492 | 312.6899 | 0.035246 | 0 | 0 | 0.070492
2017-12-01 01:00 | 287.5754 | 0.85715 |  | 307.2014 | 0.023341 | 0 | 0 | 0.046683 | 316.2871 | 0.043048 | 0 | 0 | 0.086097 | 323.23 | 0.058108 | 0 | 0 | 0.11622 | 323.4014 | 0.058479 | 0 | 0 | 0.11696 | 323.6586 | 0.059037 | 0 | 0 | 0.11807 | 323.9157 | 0.059595 | 0 | 0 | 0.11919 | 324.1729 | 0.060153 | 0 | 0 | 0.12031 | 324.43 | 0.06071 | 0 | 0 | 0.12142 | 324.6872 | 0.061268 | 0 | 0 | 0.12254 | 324.9443 | 0.061826 | 0 | 0 | 0.12365 | 325.2015 | 0.062384 | 0 | 0 | 0.12477 | 325.3729 | 0.062755 | 0 | 0 | 0.12551 | 325.63 | 0.063313 | 0 | 0 | 0.12663 | 325.8872 | 0.063871 | 0 | 0 | 0.12774 | 326.1443 | 0.064429 | 0 | 0 | 0.12886 | 326.3157 | 0.0648 | 0 | 0 | 0.1296 | 326.5729 | 0.065358 | 0 | 0 | 0.13072 | 326.7443 | 0.06573 | 0 | 0 | 0.13146 | 326.9157 | 0.066102 | 0 | 0 | 0.1322 | 327.1729 | 0.06666 | 0 | 0 | 0.13332 | 327.3443 | 0.067031 | 0 | 0 | 0.13406 | 327.6015 | 0.067589 | 0 | 0 | 0.13518 | 327.7729 | 0.067961 | 0 | 0 | 0.13592 | 328.03 | 0.068519 | 0 | 0 | 0.13704 | 328.2015 | 0.068891 | 0 | 0 | 0.13778 | 328.2015 | 0.068891 | 0 | 0 | 0.13778
2017-12-01 02:00 | 291.1143 | 0.86769 |  | 310.9817 | 0.031541 | 0 | 0 | 0.063082 | 320.1793 | 0.051491 | 0 | 0 | 0.10298 | 327.2076 | 0.066735 | 0 | 0 | 0.13347 | 327.3812 | 0.067111 | 0 | 0 | 0.13422 | 327.6415 | 0.067676 | 0 | 0 | 0.13535 | 327.9018 | 0.068241 | 0 | 0 | 0.13648 | 328.1621 | 0.068805 | 0 | 0 | 0.13761 | 328.4224 | 0.06937 | 0 | 0 | 0.13874 | 328.6827 | 0.069934 | 0 | 0 | 0.13987 | 328.943 | 0.070499 | 0 | 0 | 0.141 | 329.2033 | 0.071064 | 0 | 0 | 0.14213 | 329.3769 | 0.07144 | 0 | 0 | 0.14288 | 329.6372 | 0.072005 | 0 | 0 | 0.14401 | 329.8975 | 0.072569 | 0 | 0 | 0.14514 | 330.1578 | 0.073134 | 0 | 0 | 0.14627 | 330.3313 | 0.07351 | 0 | 0 | 0.14702 | 330.5916 | 0.074075 | 0 | 0 | 0.14815 | 330.7652 | 0.074451 | 0 | 0 | 0.1489 | 330.9387 | 0.074828 | 0 | 0 | 0.14966 | 331.199 | 0.075392 | 0 | 0 | 0.15078 | 331.3726 | 0.075769 | 0 | 0 | 0.15154 | 331.6329 | 0.076333 | 0 | 0 | 0.15267 | 331.8064 | 0.07671 | 0 | 0 | 0.15342 | 332.0667 | 0.077274 | 0 | 0 | 0.15455 | 332.2403 | 0.077651 | 0 | 0 | 0.1553 | 332.2403 | 0.077651 | 0 | 0 | 0.1553
2017-12-01 03:00 | 293.2948 | 0.87419 |  | 313.3111 | 0.036593 | 0 | 0 | 0.073187 | 322.5775 | 0.056692 | 0 | 0 | 0.11338 | 329.6585 | 0.072051 | 0 | 0 | 0.1441 | 329.8333 | 0.07243 | 0 | 0 | 0.14486 | 330.0956 | 0.072999 | 0 | 0 | 0.146 | 330.3579 | 0.073568 | 0 | 0 | 0.14714 | 330.6201 | 0.074137 | 0 | 0 | 0.14827 | 330.8824 | 0.074706 | 0 | 0 | 0.14941 | 331.1446 | 0.075274 | 0 | 0 | 0.15055 | 331.4069 | 0.075843 | 0 | 0 | 0.15169 | 331.6692 | 0.076412 | 0 | 0 | 0.15282 | 331.844 | 0.076791 | 0 | 0 | 0.15358 | 332.1063 | 0.07736 | 0 | 0 | 0.15472 | 332.3685 | 0.077929 | 0 | 0 | 0.15586 | 332.6308 | 0.078498 | 0 | 0 | 0.157 | 332.8056 | 0.078877 | 0 | 0 | 0.15775 | 333.0679 | 0.079446 | 0 | 0 | 0.15889 | 333.2427 | 0.079825 | 0 | 0 | 0.15965 | 333.4175 | 0.080204 | 0 | 0 | 0.16041 | 333.6798 | 0.080773 | 0 | 0 | 0.16155 | 333.8546 | 0.081152 | 0 | 0 | 0.1623 | 334.1169 | 0.081721 | 0 | 0 | 0.16344 | 334.2917 | 0.0821 | 0 | 0 | 0.1642 | 334.554 | 0.082669 | 0 | 0 | 0.16534 | 334.7288 | 0.083048 | 0 | 0 | 0.1661 | 334.7288 | 0.083048 | 0 | 0 | 0.1661
2017-12-01 04:00 | 296.8603 | 0.88482 |  | 317.1199 | 0.044855 | 0 | 0 | 0.089709 | 326.499 | 0.065198 | 0 | 0 | 0.1304 | 333.6661 | 0.080743 | 0 | 0 | 0.16149 | 333.843 | 0.081127 | 0 | 0 | 0.16225 | 334.1085 | 0.081703 | 0 | 0 | 0.16341 | 334.3739 | 0.082279 | 0 | 0 | 0.16456 | 334.6394 | 0.082854 | 0 | 0 | 0.16571 | 334.9048 | 0.08343 | 0 | 0 | 0.16686 | 335.1703 | 0.084006 | 0 | 0 | 0.16801 | 335.4357 | 0.084582 | 0 | 0 | 0.16916 | 335.7012 | 0.085157 | 0 | 0 | 0.17031 | 335.8781 | 0.085541 | 0 | 0 | 0.17108 | 336.1436 | 0.086117 | 0 | 0 | 0.17223 | 336.409 | 0.086693 | 0 | 0 | 0.17339 | 336.6745 | 0.087269 | 0 | 0 | 0.17454 | 336.8514 | 0.087652 | 0 | 0 | 0.1753 | 337.1169 | 0.088228 | 0 | 0 | 0.17646 | 337.2938 | 0.088612 | 0 | 0 | 0.17722 | 337.4708 | 0.088996 | 0 | 0 | 0.17799 | 337.7362 | 0.089572 | 0 | 0 | 0.17914 | 337.9132 | 0.089955 | 0 | 0 | 0.17991 | 338.1787 | 0.090531 | 0 | 0 | 0.18106 | 338.3556 | 0.090915 | 0 | 0 | 0.18183 | 338.6211 | 0.091491 | 0 | 0 | 0.18298 | 338.798 | 0.091875 | 0 | 0 | 0.18375 | 338.798 | 0.091875 | 0 | 0 | 0.18375
2017-12-01 05:00 | 296.631 | 0.88414 |  | 316.875 | 0.044324 | 0 | 0 | 0.088647 | 326.2469 | 0.064651 | 0 | 0 | 0.1293 | 333.4084 | 0.080184 | 0 | 0 | 0.16037 | 333.5852 | 0.080568 | 0 | 0 | 0.16114 | 333.8505 | 0.081143 | 0 | 0 | 0.16229 | 334.1157 | 0.081719 | 0 | 0 | 0.16344 | 334.381 | 0.082294 | 0 | 0 | 0.16459 | 334.6462 | 0.082869 | 0 | 0 | 0.16574 | 334.9114 | 0.083445 | 0 | 0 | 0.16689 | 335.1767 | 0.08402 | 0 | 0 | 0.16804 | 335.4419 | 0.084595 | 0 | 0 | 0.16919 | 335.6188 | 0.084979 | 0 | 0 | 0.16996 | 335.884 | 0.085554 | 0 | 0 | 0.17111 | 336.1492 | 0.086129 | 0 | 0 | 0.17226 | 336.4145 | 0.086705 | 0 | 0 | 0.17341 | 336.5913 | 0.087088 | 0 | 0 | 0.17418 | 336.8566 | 0.087664 | 0 | 0 | 0.17533 | 337.0334 | 0.088047 | 0 | 0 | 0.17609 | 337.2102 | 0.088431 | 0 | 0 | 0.17686 | 337.4754 | 0.089006 | 0 | 0 | 0.17801 | 337.6523 | 0.089389 | 0 | 0 | 0.17878 | 337.9175 | 0.089965 | 0 | 0 | 0.17993 | 338.0943 | 0.090348 | 0 | 0 | 0.1807 | 338.3596 | 0.090924 | 0 | 0 | 0.18185 | 338.5364 | 0.091307 | 0 | 0 | 0.18261 | 338.5364 | 0.091307 | 0 | 0 | 0.18261
2017-12-01 06:00 | 299.4836 | 0.89264 |  | 319.9223 | 0.050933 | 0 | 0 | 0.10187 | 329.3843 | 0.071456 | 0 | 0 | 0.14291 | 336.6147 | 0.087139 | 0 | 0 | 0.17428 | 336.7932 | 0.087526 | 0 | 0 | 0.17505 | 337.061 | 0.088107 | 0 | 0 | 0.17621 | 337.3288 | 0.088688 | 0 | 0 | 0.17738 | 337.5966 | 0.089269 | 0 | 0 | 0.17854 | 337.8644 | 0.089849 | 0 | 0 | 0.1797 | 338.1322 | 0.09043 | 0 | 0 | 0.18086 | 338.3999 | 0.091011 | 0 | 0 | 0.18202 | 338.6677 | 0.091592 | 0 | 0 | 0.18318 | 338.8463 | 0.091979 | 0 | 0 | 0.18396 | 339.1141 | 0.09256 | 0 | 0 | 0.18512 | 339.3818 | 0.093141 | 0 | 0 | 0.18628 | 339.6496 | 0.093722 | 0 | 0 | 0.18744 | 339.8282 | 0.094109 | 0 | 0 | 0.18822 | 340.096 | 0.09469 | 0 | 0 | 0.18938 | 340.2745 | 0.095077 | 0 | 0 | 0.19015 | 340.453 | 0.095464 | 0 | 0 | 0.19093 | 340.7208 | 0.096045 | 0 | 0 | 0.19209 | 340.8993 | 0.096432 | 0 | 0 | 0.19286 | 341.1671 | 0.097013 | 0 | 0 | 0.19403 | 341.3457 | 0.0974 | 0 | 0 | 0.1948 | 341.6135 | 0.097981 | 0 | 0 | 0.19596 | 341.792 | 0.098368 | 0 | 0 | 0.19674 | 341.792 | 0.098368 | 0 | 0 | 0.19674
2017-12-01 07:00 | 299.6345 | 0.89309 |  | 320.0835 | 0.051283 | 0 | 0 | 0.10257 | 329.5502 | 0.071816 | 0 | 0 | 0.14363 | 336.7843 | 0.087507 | 0 | 0 | 0.17501 | 336.9629 | 0.087894 | 0 | 0 | 0.17579 | 337.2308 | 0.088475 | 0 | 0 | 0.17695 | 337.4987 | 0.089056 | 0 | 0 | 0.17811 | 337.7666 | 0.089638 | 0 | 0 | 0.17928 | 338.0346 | 0.090219 | 0 | 0 | 0.18044 | 338.3025 | 0.0908 | 0 | 0 | 0.1816 | 338.5704 | 0.091381 | 0 | 0 | 0.18276 | 338.8384 | 0.091962 | 0 | 0 | 0.18392 | 339.017 | 0.092349 | 0 | 0 | 0.1847 | 339.2849 | 0.092931 | 0 | 0 | 0.18586 | 339.5528 | 0.093512 | 0 | 0 | 0.18702 | 339.8208 | 0.094093 | 0 | 0 | 0.18819 | 339.9994 | 0.09448 | 0 | 0 | 0.18896 | 340.2673 | 0.095061 | 0 | 0 | 0.19012 | 340.4459 | 0.095449 | 0 | 0 | 0.1909 | 340.6245 | 0.095836 | 0 | 0 | 0.19167 | 340.8925 | 0.096417 | 0 | 0 | 0.19283 | 341.0711 | 0.096805 | 0 | 0 | 0.19361 | 341.339 | 0.097386 | 0 | 0 | 0.19477 | 341.5176 | 0.097773 | 0 | 0 | 0.19555 | 341.7856 | 0.098355 | 0 | 0 | 0.19671 | 341.9642 | 0.098742 | 0 | 0 | 0.19748 | 341.9642 | 0.098742 | 0 | 0 | 0.19748
2017-12-01 08:00 | 300.9891 | 0.89713 |  | 321.5305 | 0.054421 | 0 | 0 | 0.10884 | 331.0401 | 0.075048 | 0 | 0 | 0.1501 | 338.3068 | 0.090809 | 0 | 0 | 0.18162 | 338.4862 | 0.091198 | 0 | 0 | 0.1824 | 338.7554 | 0.091782 | 0 | 0 | 0.18356 | 339.0245 | 0.092366 | 0 | 0 | 0.18473 | 339.2936 | 0.09295 | 0 | 0 | 0.1859 | 339.5628 | 0.093533 | 0 | 0 | 0.18707 | 339.8319 | 0.094117 | 0 | 0 | 0.18823 | 340.101 | 0.094701 | 0 | 0 | 0.1894 | 340.3702 | 0.095285 | 0 | 0 | 0.19057 | 340.5496 | 0.095674 | 0 | 0 | 0.19135 | 340.8187 | 0.096257 | 0 | 0 | 0.19251 | 341.0879 | 0.096841 | 0 | 0 | 0.19368 | 341.357 | 0.097425 | 0 | 0 | 0.19485 | 341.5364 | 0.097814 | 0 | 0 | 0.19563 | 341.8056 | 0.098398 | 0 | 0 | 0.1968 | 341.985 | 0.098787 | 0 | 0 | 0.19757 | 342.1644 | 0.099176 | 0 | 0 | 0.19835 | 342.4336 | 0.09976 | 0 | 0 | 0.19952 | 342.613 | 0.10015 | 0 | 0 | 0.2003 | 342.8821 | 0.10073 | 0 | 0 | 0.20147 | 343.0616 | 0.10112 | 0 | 0 | 0.20224 | 343.3307 | 0.10171 | 0 | 0 | 0.20341 | 343.5101 | 0.1021 | 0 | 0 | 0.20419 | 343.5101 | 0.1021 | 0 | 0 | 0.20419
2017-12-01 09:00 | 299.5925 | 0.89296 |  | 320.0386 | 0.051185 | 0 | 0 | 0.10237 | 329.504 | 0.071716 | 0 | 0 | 0.14343 | 336.737 | 0.087404 | 0 | 0 | 0.17481 | 336.9156 | 0.087792 | 0 | 0 | 0.17558 | 337.1835 | 0.088373 | 0 | 0 | 0.17675 | 337.4514 | 0.088954 | 0 | 0 | 0.17791 | 337.7193 | 0.089535 | 0 | 0 | 0.17907 | 337.9872 | 0.090116 | 0 | 0 | 0.18023 | 338.2551 | 0.090697 | 0 | 0 | 0.18139 | 338.523 | 0.091278 | 0 | 0 | 0.18256 | 338.7909 | 0.091859 | 0 | 0 | 0.18372 | 338.9695 | 0.092246 | 0 | 0 | 0.18449 | 339.2373 | 0.092827 | 0 | 0 | 0.18565 | 339.5052 | 0.093408 | 0 | 0 | 0.18682 | 339.7731 | 0.09399 | 0 | 0 | 0.18798 | 339.9517 | 0.094377 | 0 | 0 | 0.18875 | 340.2196 | 0.094958 | 0 | 0 | 0.18992 | 340.3982 | 0.095345 | 0 | 0 | 0.19069 | 340.5768 | 0.095733 | 0 | 0 | 0.19147 | 340.8447 | 0.096314 | 0 | 0 | 0.19263 | 341.0233 | 0.096701 | 0 | 0 | 0.1934 | 341.2912 | 0.097282 | 0 | 0 | 0.19456 | 341.4698 | 0.09767 | 0 | 0 | 0.19534 | 341.7376 | 0.098251 | 0 | 0 | 0.1965 | 341.9162 | 0.098638 | 0 | 0 | 0.19728 | 341.9162 | 0.098638 | 0 | 0 | 0.19728
2017-12-01 10:00 | 295.6005 | 0.88107 |  | 315.7741 | 0.041936 | 0 | 0 | 0.083871 | 325.1134 | 0.062193 | 0 | 0 | 0.12439 | 332.2501 | 0.077672 | 0 | 0 | 0.15534 | 332.4263 | 0.078054 | 0 | 0 | 0.15611 | 332.6906 | 0.078628 | 0 | 0 | 0.15726 | 332.9549 | 0.079201 | 0 | 0 | 0.1584 | 333.2192 | 0.079774 | 0 | 0 | 0.15955 | 333.4836 | 0.080347 | 0 | 0 | 0.16069 | 333.7479 | 0.080921 | 0 | 0 | 0.16184 | 334.0122 | 0.081494 | 0 | 0 | 0.16299 | 334.2765 | 0.082067 | 0 | 0 | 0.16413 | 334.4527 | 0.08245 | 0 | 0 | 0.1649 | 334.717 | 0.083023 | 0 | 0 | 0.16605 | 334.9814 | 0.083596 | 0 | 0 | 0.16719 | 335.2457 | 0.08417 | 0 | 0 | 0.16834 | 335.4219 | 0.084552 | 0 | 0 | 0.1691 | 335.6862 | 0.085125 | 0 | 0 | 0.17025 | 335.8624 | 0.085507 | 0 | 0 | 0.17101 | 336.0386 | 0.085889 | 0 | 0 | 0.17178 | 336.303 | 0.086463 | 0 | 0 | 0.17293 | 336.4792 | 0.086845 | 0 | 0 | 0.17369 | 336.7435 | 0.087418 | 0 | 0 | 0.17484 | 336.9197 | 0.0878 | 0 | 0 | 0.1756 | 337.184 | 0.088374 | 0 | 0 | 0.17675 | 337.3602 | 0.088756 | 0 | 0 | 0.17751 | 337.3602 | 0.088756 | 0 | 0 | 0.17751
2017-12-01 11:00 | 283.1272 | 0.84389 |  | 302.4496 | 0.013035 | 0 | 0 | 0.026069 | 311.3948 | 0.032437 | 0 | 0 | 0.064874 | 318.2303 | 0.047263 | 0 | 0 | 0.094526 | 318.399 | 0.047629 | 0 | 0 | 0.095258 | 318.6522 | 0.048178 | 0 | 0 | 0.096357 | 318.9054 | 0.048727 | 0 | 0 | 0.097455 | 319.1585 | 0.049277 | 0 | 0 | 0.098553 | 319.4117 | 0.049826 | 0 | 0 | 0.099651 | 319.6649 | 0.050375 | 0 | 0 | 0.10075 | 319.918 | 0.050924 | 0 | 0 | 0.10185 | 320.1712 | 0.051473 | 0 | 0 | 0.10295 | 320.34 | 0.051839 | 0 | 0 | 0.10368 | 320.5932 | 0.052388 | 0 | 0 | 0.10478 | 320.8463 | 0.052937 | 0 | 0 | 0.10587 | 321.0995 | 0.053486 | 0 | 0 | 0.10697 | 321.2683 | 0.053852 | 0 | 0 | 0.1077 | 321.5214 | 0.054402 | 0 | 0 | 0.1088 | 321.6902 | 0.054768 | 0 | 0 | 0.10954 | 321.859 | 0.055134 | 0 | 0 | 0.11027 | 322.1121 | 0.055683 | 0 | 0 | 0.11137 | 322.2809 | 0.056049 | 0 | 0 | 0.1121 | 322.5341 | 0.056598 | 0 | 0 | 0.1132 | 322.7029 | 0.056964 | 0 | 0 | 0.11393 | 322.956 | 0.057513 | 0 | 0 | 0.11503 | 323.1248 | 0.057879 | 0 | 0 | 0.11576 | 323.1248 | 0.057879 | 0 | 0 | 0.11576
2017-12-01 12:00 | 282.4063 | 0.84174 |  | 301.6795 | 0.011364 | 0 | 0 | 0.022729 | 310.6019 | 0.030717 | 0 | 0 | 0.061434 | 317.42 | 0.045506 | 0 | 0 | 0.091011 | 317.5884 | 0.045871 | 0 | 0 | 0.091742 | 317.8409 | 0.046419 | 0 | 0 | 0.092837 | 318.0934 | 0.046966 | 0 | 0 | 0.093932 | 318.3459 | 0.047514 | 0 | 0 | 0.095028 | 318.5985 | 0.048062 | 0 | 0 | 0.096123 | 318.851 | 0.048609 | 0 | 0 | 0.097219 | 319.1035 | 0.049157 | 0 | 0 | 0.098314 | 319.356 | 0.049705 | 0 | 0 | 0.09941 | 319.5244 | 0.05007 | 0 | 0 | 0.10014 | 319.7769 | 0.050618 | 0 | 0 | 0.10124 | 320.0294 | 0.051165 | 0 | 0 | 0.10233 | 320.2819 | 0.051713 | 0 | 0 | 0.10343 | 320.4503 | 0.052078 | 0 | 0 | 0.10416 | 320.7028 | 0.052626 | 0 | 0 | 0.10525 | 320.8711 | 0.052991 | 0 | 0 | 0.10598 | 321.0395 | 0.053356 | 0 | 0 | 0.10671 | 321.292 | 0.053904 | 0 | 0 | 0.10781 | 321.4604 | 0.054269 | 0 | 0 | 0.10854 | 321.7129 | 0.054817 | 0 | 0 | 0.10963 | 321.8812 | 0.055182 | 0 | 0 | 0.11036 | 322.1338 | 0.05573 | 0 | 0 | 0.11146 | 322.3021 | 0.056095 | 0 | 0 | 0.11219 | 322.3021 | 0.056095 | 0 | 0 | 0.11219
2017-12-01 13:00 | 277.1373 | 0.82604 |  | 296.051 | 0 | 0 | 0 | 0 | 304.8069 | 0.018148 | 0 | 0 | 0.036296 | 311.4978 | 0.03266 | 0 | 0 | 0.065321 | 311.663 | 0.033019 | 0 | 0 | 0.066037 | 311.9108 | 0.033556 | 0 | 0 | 0.067112 | 312.1586 | 0.034094 | 0 | 0 | 0.068187 | 312.4064 | 0.034631 | 0 | 0 | 0.069262 | 312.6543 | 0.035169 | 0 | 0 | 0.070337 | 312.9021 | 0.035706 | 0 | 0 | 0.071412 | 313.1499 | 0.036244 | 0 | 0 | 0.072487 | 313.3977 | 0.036781 | 0 | 0 | 0.073562 | 313.5629 | 0.03714 | 0 | 0 | 0.074279 | 313.8107 | 0.037677 | 0 | 0 | 0.075354 | 314.0585 | 0.038215 | 0 | 0 | 0.076429 | 314.3063 | 0.038752 | 0 | 0 | 0.077504 | 314.4715 | 0.03911 | 0 | 0 | 0.078221 | 314.7193 | 0.039648 | 0 | 0 | 0.079296 | 314.8846 | 0.040006 | 0 | 0 | 0.080012 | 315.0498 | 0.040365 | 0 | 0 | 0.080729 | 315.2976 | 0.040902 | 0 | 0 | 0.081804 | 315.4628 | 0.04126 | 0 | 0 | 0.082521 | 315.7106 | 0.041798 | 0 | 0 | 0.083596 | 315.8758 | 0.042156 | 0 | 0 | 0.084312 | 316.1236 | 0.042694 | 0 | 0 | 0.085387 | 316.2888 | 0.043052 | 0 | 0 | 0.086104 | 316.2888 | 0.043052 | 0 | 0 | 0.086104
2017-12-01 14:00 | 282.4133 | 0.84176 |  | 301.687 | 0.011381 | 0 | 0 | 0.022761 | 310.6096 | 0.030734 | 0 | 0 | 0.061468 | 317.4279 | 0.045523 | 0 | 0 | 0.091045 | 317.5962 | 0.045888 | 0 | 0 | 0.091776 | 317.8488 | 0.046436 | 0 | 0 | 0.092871 | 318.1013 | 0.046983 | 0 | 0 | 0.093967 | 318.3538 | 0.047531 | 0 | 0 | 0.095062 | 318.6064 | 0.048079 | 0 | 0 | 0.096158 | 318.8589 | 0.048627 | 0 | 0 | 0.097253 | 319.1114 | 0.049174 | 0 | 0 | 0.098349 | 319.3639 | 0.049722 | 0 | 0 | 0.099444 | 319.5323 | 0.050087 | 0 | 0 | 0.10017 | 319.7848 | 0.050635 | 0 | 0 | 0.10127 | 320.0374 | 0.051183 | 0 | 0 | 0.10237 | 320.2899 | 0.05173 | 0 | 0 | 0.10346 | 320.4582 | 0.052096 | 0 | 0 | 0.10419 | 320.7108 | 0.052643 | 0 | 0 | 0.10529 | 320.8791 | 0.053008 | 0 | 0 | 0.10602 | 321.0475 | 0.053374 | 0 | 0 | 0.10675 | 321.3 | 0.053921 | 0 | 0 | 0.10784 | 321.4683 | 0.054286 | 0 | 0 | 0.10857 | 321.7209 | 0.054834 | 0 | 0 | 0.10967 | 321.8892 | 0.055199 | 0 | 0 | 0.1104 | 322.1418 | 0.055747 | 0 | 0 | 0.11149 | 322.3101 | 0.056112 | 0 | 0 | 0.11222 | 322.3101 | 0.056112 | 0 | 0 | 0.11222
2017-12-01 15:00 | 292.3444 | 0.87136 |  | 312.2959 | 0.034391 | 0 | 0 | 0.068783 | 321.5323 | 0.054425 | 0 | 0 | 0.10885 | 328.5903 | 0.069734 | 0 | 0 | 0.13947 | 328.7646 | 0.070112 | 0 | 0 | 0.14022 | 329.026 | 0.070679 | 0 | 0 | 0.14136 | 329.2874 | 0.071246 | 0 | 0 | 0.14249 | 329.5488 | 0.071813 | 0 | 0 | 0.14363 | 329.8102 | 0.07238 | 0 | 0 | 0.14476 | 330.0716 | 0.072947 | 0 | 0 | 0.14589 | 330.333 | 0.073514 | 0 | 0 | 0.14703 | 330.5944 | 0.074081 | 0 | 0 | 0.14816 | 330.7687 | 0.074459 | 0 | 0 | 0.14892 | 331.0301 | 0.075026 | 0 | 0 | 0.15005 | 331.2915 | 0.075593 | 0 | 0 | 0.15119 | 331.5529 | 0.07616 | 0 | 0 | 0.15232 | 331.7272 | 0.076538 | 0 | 0 | 0.15308 | 331.9886 | 0.077105 | 0 | 0 | 0.15421 | 332.1629 | 0.077483 | 0 | 0 | 0.15497 | 332.3372 | 0.077861 | 0 | 0 | 0.15572 | 332.5986 | 0.078428 | 0 | 0 | 0.15686 | 332.7728 | 0.078806 | 0 | 0 | 0.15761 | 333.0343 | 0.079373 | 0 | 0 | 0.15875 | 333.2085 | 0.079751 | 0 | 0 | 0.1595 | 333.4699 | 0.080318 | 0 | 0 | 0.16064 | 333.6442 | 0.080696 | 0 | 0 | 0.16139 | 333.6442 | 0.080696 | 0 | 0 | 0.16139
2017-12-01 16:00 | 294.2105 | 0.87692 |  | 314.2893 | 0.038715 | 0 | 0 | 0.07743 | 323.5847 | 0.058877 | 0 | 0 | 0.11775 | 330.6878 | 0.074283 | 0 | 0 | 0.14857 | 330.8632 | 0.074664 | 0 | 0 | 0.14933 | 331.1263 | 0.075235 | 0 | 0 | 0.15047 | 331.3893 | 0.075805 | 0 | 0 | 0.15161 | 331.6524 | 0.076376 | 0 | 0 | 0.15275 | 331.9155 | 0.076946 | 0 | 0 | 0.15389 | 332.1786 | 0.077517 | 0 | 0 | 0.15503 | 332.4416 | 0.078088 | 0 | 0 | 0.15618 | 332.7047 | 0.078658 | 0 | 0 | 0.15732 | 332.8801 | 0.079039 | 0 | 0 | 0.15808 | 333.1432 | 0.079609 | 0 | 0 | 0.15922 | 333.4063 | 0.08018 | 0 | 0 | 0.16036 | 333.6693 | 0.08075 | 0 | 0 | 0.1615 | 333.8447 | 0.081131 | 0 | 0 | 0.16226 | 334.1078 | 0.081701 | 0 | 0 | 0.1634 | 334.2832 | 0.082082 | 0 | 0 | 0.16416 | 334.4586 | 0.082462 | 0 | 0 | 0.16492 | 334.7216 | 0.083033 | 0 | 0 | 0.16607 | 334.897 | 0.083413 | 0 | 0 | 0.16683 | 335.1601 | 0.083984 | 0 | 0 | 0.16797 | 335.3355 | 0.084364 | 0 | 0 | 0.16873 | 335.5986 | 0.084935 | 0 | 0 | 0.16987 | 335.774 | 0.085315 | 0 | 0 | 0.17063 | 335.774 | 0.085315 | 0 | 0 | 0.17063
2017-12-01 17:00 | 289.8876 | 0.86404 |  | 309.6714 | 0.028699 | 0 | 0 | 0.057398 | 318.8302 | 0.048564 | 0 | 0 | 0.097129 | 325.8289 | 0.063744 | 0 | 0 | 0.12749 | 326.0017 | 0.064119 | 0 | 0 | 0.12824 | 326.2609 | 0.064682 | 0 | 0 | 0.12936 | 326.5201 | 0.065244 | 0 | 0 | 0.13049 | 326.7793 | 0.065806 | 0 | 0 | 0.13161 | 327.0385 | 0.066368 | 0 | 0 | 0.13274 | 327.2977 | 0.06693 | 0 | 0 | 0.13386 | 327.557 | 0.067493 | 0 | 0 | 0.13499 | 327.8162 | 0.068055 | 0 | 0 | 0.13611 | 327.989 | 0.06843 | 0 | 0 | 0.13686 | 328.2482 | 0.068992 | 0 | 0 | 0.13798 | 328.5074 | 0.069554 | 0 | 0 | 0.13911 | 328.7666 | 0.070116 | 0 | 0 | 0.14023 | 328.9394 | 0.070491 | 0 | 0 | 0.14098 | 329.1986 | 0.071053 | 0 | 0 | 0.14211 | 329.3714 | 0.071428 | 0 | 0 | 0.14286 | 329.5442 | 0.071803 | 0 | 0 | 0.14361 | 329.8035 | 0.072365 | 0 | 0 | 0.14473 | 329.9763 | 0.07274 | 0 | 0 | 0.14548 | 330.2355 | 0.073302 | 0 | 0 | 0.1466 | 330.4083 | 0.073677 | 0 | 0 | 0.14735 | 330.6675 | 0.074239 | 0 | 0 | 0.14848 | 330.8403 | 0.074614 | 0 | 0 | 0.14923 | 330.8403 | 0.074614 | 0 | 0 | 0.14923
2017-12-01 18:00 | 291.3471 | 0.86839 |  | 311.2304 | 0.03208 | 0 | 0 | 0.064161 | 320.4354 | 0.052046 | 0 | 0 | 0.10409 | 327.4693 | 0.067303 | 0 | 0 | 0.13461 | 327.643 | 0.067679 | 0 | 0 | 0.13536 | 327.9035 | 0.068244 | 0 | 0 | 0.13649 | 328.164 | 0.068809 | 0 | 0 | 0.13762 | 328.4245 | 0.069374 | 0 | 0 | 0.13875 | 328.6851 | 0.06994 | 0 | 0 | 0.13988 | 328.9456 | 0.070505 | 0 | 0 | 0.14101 | 329.2061 | 0.07107 | 0 | 0 | 0.14214 | 329.4666 | 0.071635 | 0 | 0 | 0.14327 | 329.6403 | 0.072011 | 0 | 0 | 0.14402 | 329.9008 | 0.072576 | 0 | 0 | 0.14515 | 330.1613 | 0.073142 | 0 | 0 | 0.14628 | 330.4218 | 0.073707 | 0 | 0 | 0.14741 | 330.5955 | 0.074083 | 0 | 0 | 0.14817 | 330.856 | 0.074648 | 0 | 0 | 0.1493 | 331.0297 | 0.075025 | 0 | 0 | 0.15005 | 331.2034 | 0.075402 | 0 | 0 | 0.1508 | 331.4639 | 0.075967 | 0 | 0 | 0.15193 | 331.6376 | 0.076344 | 0 | 0 | 0.15269 | 331.8981 | 0.076909 | 0 | 0 | 0.15382 | 332.0718 | 0.077285 | 0 | 0 | 0.15457 | 332.3323 | 0.07785 | 0 | 0 | 0.1557 | 332.506 | 0.078227 | 0 | 0 | 0.15645 | 332.506 | 0.078227 | 0 | 0 | 0.15645
2017-12-01 19:00 | 302.3436 | 0.90116 |  | 322.9774 | 0.05756 | 0 | 0 | 0.11512 | 332.5298 | 0.078279 | 0 | 0 | 0.15656 | 339.8292 | 0.094111 | 0 | 0 | 0.18822 | 340.0094 | 0.094502 | 0 | 0 | 0.189 | 340.2798 | 0.095089 | 0 | 0 | 0.19018 | 340.5501 | 0.095675 | 0 | 0 | 0.19135 | 340.8205 | 0.096261 | 0 | 0 | 0.19252 | 341.0908 | 0.096848 | 0 | 0 | 0.1937 | 341.3612 | 0.097434 | 0 | 0 | 0.19487 | 341.6315 | 0.09802 | 0 | 0 | 0.19604 | 341.9019 | 0.098607 | 0 | 0 | 0.19721 | 342.0821 | 0.098998 | 0 | 0 | 0.198 | 342.3525 | 0.099584 | 0 | 0 | 0.19917 | 342.6228 | 0.10017 | 0 | 0 | 0.20034 | 342.8932 | 0.10076 | 0 | 0 | 0.20151 | 343.0734 | 0.10115 | 0 | 0 | 0.2023 | 343.3437 | 0.10173 | 0 | 0 | 0.20347 | 343.524 | 0.10213 | 0 | 0 | 0.20425 | 343.7042 | 0.10252 | 0 | 0 | 0.20503 | 343.9746 | 0.1031 | 0 | 0 | 0.2062 | 344.1548 | 0.10349 | 0 | 0 | 0.20699 | 344.4251 | 0.10408 | 0 | 0 | 0.20816 | 344.6054 | 0.10447 | 0 | 0 | 0.20894 | 344.8757 | 0.10506 | 0 | 0 | 0.21011 | 345.056 | 0.10545 | 0 | 0 | 0.2109 | 345.056 | 0.10545 | 0 | 0 | 0.2109
2017-12-01 20:00 | 301.633 | 0.89905 |  | 322.2184 | 0.055913 | 0 | 0 | 0.11183 | 331.7483 | 0.076584 | 0 | 0 | 0.15317 | 339.0306 | 0.092379 | 0 | 0 | 0.18476 | 339.2104 | 0.092769 | 0 | 0 | 0.18554 | 339.4801 | 0.093354 | 0 | 0 | 0.18671 | 339.7498 | 0.093939 | 0 | 0 | 0.18788 | 340.0195 | 0.094524 | 0 | 0 | 0.18905 | 340.2893 | 0.095109 | 0 | 0 | 0.19022 | 340.559 | 0.095694 | 0 | 0 | 0.19139 | 340.8287 | 0.096279 | 0 | 0 | 0.19256 | 341.0984 | 0.096864 | 0 | 0 | 0.19373 | 341.2782 | 0.097254 | 0 | 0 | 0.19451 | 341.5479 | 0.097839 | 0 | 0 | 0.19568 | 341.8176 | 0.098424 | 0 | 0 | 0.19685 | 342.0873 | 0.099009 | 0 | 0 | 0.19802 | 342.2672 | 0.099399 | 0 | 0 | 0.1988 | 342.5369 | 0.099984 | 0 | 0 | 0.19997 | 342.7167 | 0.10037 | 0 | 0 | 0.20075 | 342.8965 | 0.10076 | 0 | 0 | 0.20153 | 343.1662 | 0.10135 | 0 | 0 | 0.2027 | 343.346 | 0.10174 | 0 | 0 | 0.20348 | 343.6157 | 0.10232 | 0 | 0 | 0.20465 | 343.7955 | 0.10271 | 0 | 0 | 0.20543 | 344.0653 | 0.1033 | 0 | 0 | 0.2066 | 344.2451 | 0.10369 | 0 | 0 | 0.20738 | 344.2451 | 0.10369 | 0 | 0 | 0.20738
2017-12-01 21:00 | 307.1809 | 0.91558 |  | 328.1448 | 0.068768 | 0 | 0 | 0.13754 | 337.85 | 0.089818 | 0 | 0 | 0.17964 | 345.2662 | 0.1059 | 0 | 0 | 0.21181 | 345.4493 | 0.1063 | 0 | 0 | 0.2126 | 345.724 | 0.1069 | 0 | 0 | 0.21379 | 345.9987 | 0.10749 | 0 | 0 | 0.21499 | 346.2734 | 0.10809 | 0 | 0 | 0.21618 | 346.548 | 0.10868 | 0 | 0 | 0.21737 | 346.8227 | 0.10928 | 0 | 0 | 0.21856 | 347.0974 | 0.10988 | 0 | 0 | 0.21975 | 347.3721 | 0.11047 | 0 | 0 | 0.22094 | 347.5552 | 0.11087 | 0 | 0 | 0.22174 | 347.8299 | 0.11146 | 0 | 0 | 0.22293 | 348.1045 | 0.11206 | 0 | 0 | 0.22412 | 348.3792 | 0.11266 | 0 | 0 | 0.22531 | 348.5623 | 0.11305 | 0 | 0 | 0.22611 | 348.837 | 0.11365 | 0 | 0 | 0.2273 | 349.0201 | 0.11405 | 0 | 0 | 0.22809 | 349.2032 | 0.11444 | 0 | 0 | 0.22889 | 349.4779 | 0.11504 | 0 | 0 | 0.23008 | 349.661 | 0.11544 | 0 | 0 | 0.23087 | 349.9357 | 0.11603 | 0 | 0 | 0.23206 | 350.1188 | 0.11643 | 0 | 0 | 0.23286 | 350.3935 | 0.11703 | 0 | 0 | 0.23405 | 350.5766 | 0.11742 | 0 | 0 | 0.23484 | 350.5766 | 0.11742 | 0 | 0 | 0.23484
2017-12-01 22:00 | 312.8849 | 0.93258 |  | 334.2381 | 0.081984 | 0 | 0 | 0.16397 | 344.1235 | 0.10343 | 0 | 0 | 0.20685 | 351.6775 | 0.11981 | 0 | 0 | 0.23962 | 351.864 | 0.12021 | 0 | 0 | 0.24043 | 352.1438 | 0.12082 | 0 | 0 | 0.24164 | 352.4235 | 0.12143 | 0 | 0 | 0.24286 | 352.7033 | 0.12204 | 0 | 0 | 0.24407 | 352.9831 | 0.12264 | 0 | 0 | 0.24528 | 353.2629 | 0.12325 | 0 | 0 | 0.2465 | 353.5426 | 0.12386 | 0 | 0 | 0.24771 | 353.8224 | 0.12446 | 0 | 0 | 0.24892 | 354.0089 | 0.12487 | 0 | 0 | 0.24973 | 354.2887 | 0.12547 | 0 | 0 | 0.25095 | 354.5685 | 0.12608 | 0 | 0 | 0.25216 | 354.8482 | 0.12669 | 0 | 0 | 0.25337 | 355.0348 | 0.12709 | 0 | 0 | 0.25418 | 355.3145 | 0.1277 | 0 | 0 | 0.2554 | 355.5011 | 0.1281 | 0 | 0 | 0.25621 | 355.6876 | 0.12851 | 0 | 0 | 0.25702 | 355.9673 | 0.12911 | 0 | 0 | 0.25823 | 356.1539 | 0.12952 | 0 | 0 | 0.25904 | 356.4336 | 0.13013 | 0 | 0 | 0.26025 | 356.6202 | 0.13053 | 0 | 0 | 0.26106 | 356.8999 | 0.13114 | 0 | 0 | 0.26228 | 357.0864 | 0.13154 | 0 | 0 | 0.26308 | 357.0864 | 0.13154 | 0 | 0 | 0.26308
2017-12-01 23:00 | 316.4333 | 0.94316 |  | 338.0287 | 0.090206 | 0 | 0 | 0.18041 | 348.0262 | 0.11189 | 0 | 0 | 0.22378 | 355.6658 | 0.12846 | 0 | 0 | 0.25692 | 355.8544 | 0.12887 | 0 | 0 | 0.25774 | 356.1374 | 0.12948 | 0 | 0 | 0.25897 | 356.4203 | 0.1301 | 0 | 0 | 0.26019 | 356.7033 | 0.13071 | 0 | 0 | 0.26142 | 356.9862 | 0.13132 | 0 | 0 | 0.26265 | 357.2692 | 0.13194 | 0 | 0 | 0.26388 | 357.5521 | 0.13255 | 0 | 0 | 0.2651 | 357.8351 | 0.13317 | 0 | 0 | 0.26633 | 358.0237 | 0.13358 | 0 | 0 | 0.26715 | 358.3066 | 0.13419 | 0 | 0 | 0.26838 | 358.5896 | 0.1348 | 0 | 0 | 0.2696 | 358.8725 | 0.13542 | 0 | 0 | 0.27083 | 359.0612 | 0.13583 | 0 | 0 | 0.27165 | 359.3441 | 0.13644 | 0 | 0 | 0.27288 | 359.5328 | 0.13685 | 0 | 0 | 0.2737 | 359.7214 | 0.13726 | 0 | 0 | 0.27451 | 360.0043 | 0.13787 | 0 | 0 | 0.27574 | 360.193 | 0.13828 | 0 | 0 | 0.27656 | 360.4759 | 0.13889 | 0 | 0 | 0.27779 | 360.6645 | 0.1393 | 0 | 0 | 0.27861 | 360.9475 | 0.13992 | 0 | 0 | 0.27983 | 361.1361 | 0.14033 | 0 | 0 | 0.28065 | 361.1361 | 0.14033 | 0 | 0 | 0.28065
2017-12-02 | 312.1836 | 0.93049 |  | 333.489 | 0.080359 | 0 | 0 | 0.16072 | 343.3522 | 0.10175 | 0 | 0 | 0.20351 | 350.8892 | 0.1181 | 0 | 0 | 0.2362 | 351.0753 | 0.1185 | 0 | 0 | 0.23701 | 351.3545 | 0.11911 | 0 | 0 | 0.23822 | 351.6336 | 0.11971 | 0 | 0 | 0.23943 | 351.9128 | 0.12032 | 0 | 0 | 0.24064 | 352.1919 | 0.12093 | 0 | 0 | 0.24185 | 352.471 | 0.12153 | 0 | 0 | 0.24306 | 352.7502 | 0.12214 | 0 | 0 | 0.24427 | 353.0293 | 0.12274 | 0 | 0 | 0.24548 | 353.2154 | 0.12315 | 0 | 0 | 0.24629 | 353.4946 | 0.12375 | 0 | 0 | 0.2475 | 353.7737 | 0.12436 | 0 | 0 | 0.24871 | 354.0529 | 0.12496 | 0 | 0 | 0.24992 | 354.239 | 0.12537 | 0 | 0 | 0.25073 | 354.5181 | 0.12597 | 0 | 0 | 0.25194 | 354.7042 | 0.12638 | 0 | 0 | 0.25275 | 354.8903 | 0.12678 | 0 | 0 | 0.25356 | 355.1695 | 0.12738 | 0 | 0 | 0.25477 | 355.3556 | 0.12779 | 0 | 0 | 0.25558 | 355.6347 | 0.12839 | 0 | 0 | 0.25679 | 355.8208 | 0.1288 | 0 | 0 | 0.25759 | 356.1 | 0.1294 | 0 | 0 | 0.2588 | 356.2861 | 0.12981 | 0 | 0 | 0.25961 | 356.2861 | 0.12981 | 0 | 0 | 0.25961
2017-12-02 01:00 | 309.3064 | 0.92192 |  | 330.4154 | 0.073693 | 0 | 0 | 0.14739 | 340.1877 | 0.094889 | 0 | 0 | 0.18978 | 347.6553 | 0.11109 | 0 | 0 | 0.22217 | 347.8397 | 0.11149 | 0 | 0 | 0.22297 | 348.1162 | 0.11209 | 0 | 0 | 0.22417 | 348.3928 | 0.11269 | 0 | 0 | 0.22537 | 348.6694 | 0.11329 | 0 | 0 | 0.22657 | 348.946 | 0.11389 | 0 | 0 | 0.22777 | 349.2225 | 0.11449 | 0 | 0 | 0.22897 | 349.4991 | 0.11509 | 0 | 0 | 0.23017 | 349.7757 | 0.11569 | 0 | 0 | 0.23137 | 349.9601 | 0.11609 | 0 | 0 | 0.23217 | 350.2366 | 0.11668 | 0 | 0 | 0.23337 | 350.5132 | 0.11728 | 0 | 0 | 0.23457 | 350.7898 | 0.11788 | 0 | 0 | 0.23577 | 350.9742 | 0.11828 | 0 | 0 | 0.23657 | 351.2508 | 0.11888 | 0 | 0 | 0.23777 | 351.4351 | 0.11928 | 0 | 0 | 0.23857 | 351.6195 | 0.11968 | 0 | 0 | 0.23937 | 351.8961 | 0.12028 | 0 | 0 | 0.24057 | 352.0805 | 0.12068 | 0 | 0 | 0.24137 | 352.3571 | 0.12128 | 0 | 0 | 0.24257 | 352.5414 | 0.12168 | 0 | 0 | 0.24337 | 352.818 | 0.12228 | 0 | 0 | 0.24457 | 353.0024 | 0.12268 | 0 | 0 | 0.24537 | 353.0024 | 0.12268 | 0 | 0 | 0.24537
2017-12-02 02:00 | 311.7774 | 0.92928 |  | 333.0551 | 0.079418 | 0 | 0 | 0.15884 | 342.9055 | 0.10078 | 0 | 0 | 0.20157 | 350.4327 | 0.11711 | 0 | 0 | 0.23422 | 350.6185 | 0.11751 | 0 | 0 | 0.23503 | 350.8973 | 0.11812 | 0 | 0 | 0.23624 | 351.1761 | 0.11872 | 0 | 0 | 0.23745 | 351.4549 | 0.11933 | 0 | 0 | 0.23865 | 351.7337 | 0.11993 | 0 | 0 | 0.23986 | 352.0125 | 0.12054 | 0 | 0 | 0.24107 | 352.2912 | 0.12114 | 0 | 0 | 0.24228 | 352.57 | 0.12175 | 0 | 0 | 0.24349 | 352.7559 | 0.12215 | 0 | 0 | 0.2443 | 353.0347 | 0.12275 | 0 | 0 | 0.24551 | 353.3135 | 0.12336 | 0 | 0 | 0.24672 | 353.5922 | 0.12396 | 0 | 0 | 0.24793 | 353.7781 | 0.12437 | 0 | 0 | 0.24873 | 354.0569 | 0.12497 | 0 | 0 | 0.24994 | 354.2427 | 0.12537 | 0 | 0 | 0.25075 | 354.4286 | 0.12578 | 0 | 0 | 0.25155 | 354.7074 | 0.12638 | 0 | 0 | 0.25276 | 354.8932 | 0.12679 | 0 | 0 | 0.25357 | 355.172 | 0.12739 | 0 | 0 | 0.25478 | 355.3579 | 0.12779 | 0 | 0 | 0.25559 | 355.6367 | 0.1284 | 0 | 0 | 0.2568 | 355.8225 | 0.1288 | 0 | 0 | 0.2576 | 355.8225 | 0.1288 | 0 | 0 | 0.2576
2017-12-02 03:00 | 311.8706 | 0.92956 |  | 333.1546 | 0.079634 | 0 | 0 | 0.15927 | 343.0079 | 0.10101 | 0 | 0 | 0.20201 | 350.5374 | 0.11734 | 0 | 0 | 0.23467 | 350.7233 | 0.11774 | 0 | 0 | 0.23548 | 351.0022 | 0.11835 | 0 | 0 | 0.23669 | 351.281 | 0.11895 | 0 | 0 | 0.2379 | 351.5599 | 0.11956 | 0 | 0 | 0.23911 | 351.8388 | 0.12016 | 0 | 0 | 0.24032 | 352.1176 | 0.12076 | 0 | 0 | 0.24153 | 352.3965 | 0.12137 | 0 | 0 | 0.24274 | 352.6754 | 0.12197 | 0 | 0 | 0.24395 | 352.8613 | 0.12238 | 0 | 0 | 0.24476 | 353.1402 | 0.12298 | 0 | 0 | 0.24597 | 353.419 | 0.12359 | 0 | 0 | 0.24718 | 353.6979 | 0.12419 | 0 | 0 | 0.24838 | 353.8838 | 0.1246 | 0 | 0 | 0.24919 | 354.1627 | 0.1252 | 0 | 0 | 0.2504 | 354.3486 | 0.1256 | 0 | 0 | 0.25121 | 354.5345 | 0.12601 | 0 | 0 | 0.25201 | 354.8134 | 0.12661 | 0 | 0 | 0.25322 | 354.9993 | 0.12702 | 0 | 0 | 0.25403 | 355.2782 | 0.12762 | 0 | 0 | 0.25524 | 355.4641 | 0.12802 | 0 | 0 | 0.25605 | 355.7429 | 0.12863 | 0 | 0 | 0.25726 | 355.9288 | 0.12903 | 0 | 0 | 0.25806 | 355.9288 | 0.12903 | 0 | 0 | 0.25806
2017-12-02 04:00 | 308.2076 | 0.91864 |  | 329.2417 | 0.071147 | 0 | 0 | 0.14229 | 338.9793 | 0.092268 | 0 | 0 | 0.18454 | 346.4203 | 0.10841 | 0 | 0 | 0.21681 | 346.604 | 0.10881 | 0 | 0 | 0.21761 | 346.8796 | 0.1094 | 0 | 0 | 0.21881 | 347.1552 | 0.11 | 0 | 0 | 0.22 | 347.4308 | 0.1106 | 0 | 0 | 0.2212 | 347.7064 | 0.1112 | 0 | 0 | 0.22239 | 347.982 | 0.11179 | 0 | 0 | 0.22359 | 348.2576 | 0.11239 | 0 | 0 | 0.22478 | 348.5332 | 0.11299 | 0 | 0 | 0.22598 | 348.7169 | 0.11339 | 0 | 0 | 0.22678 | 348.9925 | 0.11399 | 0 | 0 | 0.22797 | 349.2681 | 0.11458 | 0 | 0 | 0.22917 | 349.5437 | 0.11518 | 0 | 0 | 0.23036 | 349.7274 | 0.11558 | 0 | 0 | 0.23116 | 350.003 | 0.11618 | 0 | 0 | 0.23236 | 350.1868 | 0.11658 | 0 | 0 | 0.23315 | 350.3705 | 0.11698 | 0 | 0 | 0.23395 | 350.6461 | 0.11757 | 0 | 0 | 0.23515 | 350.8298 | 0.11797 | 0 | 0 | 0.23594 | 351.1054 | 0.11857 | 0 | 0 | 0.23714 | 351.2891 | 0.11897 | 0 | 0 | 0.23794 | 351.5647 | 0.11957 | 0 | 0 | 0.23913 | 351.7484 | 0.11996 | 0 | 0 | 0.23993 | 351.7484 | 0.11996 | 0 | 0 | 0.23993
2017-12-02 05:00 | 309.8561 | 0.92356 |  | 331.0026 | 0.074966 | 0 | 0 | 0.14993 | 340.7923 | 0.0962 | 0 | 0 | 0.1924 | 348.2731 | 0.11243 | 0 | 0 | 0.22485 | 348.4578 | 0.11283 | 0 | 0 | 0.22565 | 348.7349 | 0.11343 | 0 | 0 | 0.22686 | 349.012 | 0.11403 | 0 | 0 | 0.22806 | 349.289 | 0.11463 | 0 | 0 | 0.22926 | 349.5661 | 0.11523 | 0 | 0 | 0.23046 | 349.8432 | 0.11583 | 0 | 0 | 0.23166 | 350.1202 | 0.11643 | 0 | 0 | 0.23286 | 350.3973 | 0.11703 | 0 | 0 | 0.23407 | 350.582 | 0.11743 | 0 | 0 | 0.23487 | 350.8591 | 0.11803 | 0 | 0 | 0.23607 | 351.1361 | 0.11864 | 0 | 0 | 0.23727 | 351.4132 | 0.11924 | 0 | 0 | 0.23847 | 351.5979 | 0.11964 | 0 | 0 | 0.23928 | 351.875 | 0.12024 | 0 | 0 | 0.24048 | 352.0597 | 0.12064 | 0 | 0 | 0.24128 | 352.2444 | 0.12104 | 0 | 0 | 0.24208 | 352.5215 | 0.12164 | 0 | 0 | 0.24328 | 352.7062 | 0.12204 | 0 | 0 | 0.24408 | 352.9833 | 0.12264 | 0 | 0 | 0.24528 | 353.168 | 0.12304 | 0 | 0 | 0.24609 | 353.445 | 0.12364 | 0 | 0 | 0.24729 | 353.6297 | 0.12404 | 0 | 0 | 0.24809 | 353.6297 | 0.12404 | 0 | 0 | 0.24809
2017-12-02 06:00 | 309.7218 | 0.92316 |  | 330.8592 | 0.074655 | 0 | 0 | 0.14931 | 340.6446 | 0.09588 | 0 | 0 | 0.19176 | 348.1222 | 0.1121 | 0 | 0 | 0.2242 | 348.3068 | 0.1125 | 0 | 0 | 0.225 | 348.5838 | 0.1131 | 0 | 0 | 0.2262 | 348.8607 | 0.1137 | 0 | 0 | 0.2274 | 349.1377 | 0.1143 | 0 | 0 | 0.2286 | 349.4146 | 0.1149 | 0 | 0 | 0.2298 | 349.6916 | 0.1155 | 0 | 0 | 0.23101 | 349.9685 | 0.1161 | 0 | 0 | 0.23221 | 350.2455 | 0.1167 | 0 | 0 | 0.23341 | 350.4301 | 0.1171 | 0 | 0 | 0.23421 | 350.7071 | 0.11771 | 0 | 0 | 0.23541 | 350.984 | 0.11831 | 0 | 0 | 0.23661 | 351.2609 | 0.11891 | 0 | 0 | 0.23781 | 351.4456 | 0.11931 | 0 | 0 | 0.23861 | 351.7225 | 0.11991 | 0 | 0 | 0.23982 | 351.9072 | 0.12031 | 0 | 0 | 0.24062 | 352.0918 | 0.12071 | 0 | 0 | 0.24142 | 352.3687 | 0.12131 | 0 | 0 | 0.24262 | 352.5534 | 0.12171 | 0 | 0 | 0.24342 | 352.8303 | 0.12231 | 0 | 0 | 0.24462 | 353.0149 | 0.12271 | 0 | 0 | 0.24542 | 353.2919 | 0.12331 | 0 | 0 | 0.24662 | 353.4765 | 0.12371 | 0 | 0 | 0.24742 | 353.4765 | 0.12371 | 0 | 0 | 0.24742
2017-12-02 07:00 | 313.5687 | 0.93462 |  | 334.9687 | 0.083569 | 0 | 0 | 0.16714 | 344.8757 | 0.10506 | 0 | 0 | 0.21011 | 352.4461 | 0.12148 | 0 | 0 | 0.24295 | 352.633 | 0.12188 | 0 | 0 | 0.24377 | 352.9134 | 0.12249 | 0 | 0 | 0.24498 | 353.1938 | 0.1231 | 0 | 0 | 0.2462 | 353.4742 | 0.12371 | 0 | 0 | 0.24741 | 353.7546 | 0.12432 | 0 | 0 | 0.24863 | 354.035 | 0.12492 | 0 | 0 | 0.24985 | 354.3154 | 0.12553 | 0 | 0 | 0.25106 | 354.5957 | 0.12614 | 0 | 0 | 0.25228 | 354.7827 | 0.12655 | 0 | 0 | 0.25309 | 355.0631 | 0.12715 | 0 | 0 | 0.25431 | 355.3434 | 0.12776 | 0 | 0 | 0.25552 | 355.6238 | 0.12837 | 0 | 0 | 0.25674 | 355.8108 | 0.12878 | 0 | 0 | 0.25755 | 356.0911 | 0.12938 | 0 | 0 | 0.25877 | 356.2781 | 0.12979 | 0 | 0 | 0.25958 | 356.465 | 0.13019 | 0 | 0 | 0.26039 | 356.7454 | 0.1308 | 0 | 0 | 0.2616 | 356.9323 | 0.13121 | 0 | 0 | 0.26242 | 357.2127 | 0.13182 | 0 | 0 | 0.26363 | 357.3996 | 0.13222 | 0 | 0 | 0.26444 | 357.68 | 0.13283 | 0 | 0 | 0.26566 | 357.8669 | 0.13323 | 0 | 0 | 0.26647 | 357.8669 | 0.13323 | 0 | 0 | 0.26647
2017-12-02 08:00 | 310.4052 | 0.92519 |  | 331.5892 | 0.076239 | 0 | 0 | 0.15248 | 341.3962 | 0.09751 | 0 | 0 | 0.19502 | 348.8903 | 0.11376 | 0 | 0 | 0.22753 | 349.0754 | 0.11417 | 0 | 0 | 0.22833 | 349.3529 | 0.11477 | 0 | 0 | 0.22954 | 349.6305 | 0.11537 | 0 | 0 | 0.23074 | 349.908 | 0.11597 | 0 | 0 | 0.23194 | 350.1856 | 0.11657 | 0 | 0 | 0.23315 | 350.4631 | 0.11718 | 0 | 0 | 0.23435 | 350.7407 | 0.11778 | 0 | 0 | 0.23556 | 351.0183 | 0.11838 | 0 | 0 | 0.23676 | 351.2033 | 0.11878 | 0 | 0 | 0.23756 | 351.4809 | 0.11938 | 0 | 0 | 0.23877 | 351.7584 | 0.11999 | 0 | 0 | 0.23997 | 352.036 | 0.12059 | 0 | 0 | 0.24118 | 352.221 | 0.12099 | 0 | 0 | 0.24198 | 352.4986 | 0.12159 | 0 | 0 | 0.24318 | 352.6836 | 0.12199 | 0 | 0 | 0.24398 | 352.8686 | 0.12239 | 0 | 0 | 0.24479 | 353.1462 | 0.123 | 0 | 0 | 0.24599 | 353.3312 | 0.1234 | 0 | 0 | 0.24679 | 353.6088 | 0.124 | 0 | 0 | 0.248 | 353.7938 | 0.1244 | 0 | 0 | 0.2488 | 354.0714 | 0.125 | 0 | 0 | 0.25 | 354.2564 | 0.1254 | 0 | 0 | 0.25081 | 354.2564 | 0.1254 | 0 | 0 | 0.25081
2017-12-02 09:00 | 318.8331 | 0.95031 |  | 340.5923 | 0.095766 | 0 | 0 | 0.19153 | 350.6656 | 0.11762 | 0 | 0 | 0.23523 | 358.3632 | 0.13431 | 0 | 0 | 0.26862 | 358.5532 | 0.13472 | 0 | 0 | 0.26945 | 358.8383 | 0.13534 | 0 | 0 | 0.27068 | 359.1234 | 0.13596 | 0 | 0 | 0.27192 | 359.4085 | 0.13658 | 0 | 0 | 0.27316 | 359.6936 | 0.1372 | 0 | 0 | 0.27439 | 359.9787 | 0.13782 | 0 | 0 | 0.27563 | 360.2638 | 0.13843 | 0 | 0 | 0.27687 | 360.5489 | 0.13905 | 0 | 0 | 0.2781 | 360.7389 | 0.13946 | 0 | 0 | 0.27893 | 361.024 | 0.14008 | 0 | 0 | 0.28017 | 361.3091 | 0.1407 | 0 | 0 | 0.2814 | 361.5942 | 0.14132 | 0 | 0 | 0.28264 | 361.7843 | 0.14173 | 0 | 0 | 0.28346 | 362.0694 | 0.14235 | 0 | 0 | 0.2847 | 362.2594 | 0.14276 | 0 | 0 | 0.28552 | 362.4495 | 0.14317 | 0 | 0 | 0.28635 | 362.7346 | 0.14379 | 0 | 0 | 0.28759 | 362.9247 | 0.14421 | 0 | 0 | 0.28841 | 363.2098 | 0.14482 | 0 | 0 | 0.28965 | 363.3998 | 0.14524 | 0 | 0 | 0.29047 | 363.6849 | 0.14585 | 0 | 0 | 0.29171 | 363.875 | 0.14627 | 0 | 0 | 0.29253 | 363.875 | 0.14627 | 0 | 0 | 0.29253
2017-12-02 10:00 | 314.7079 | 0.93802 |  | 336.1855 | 0.086208 | 0 | 0 | 0.17242 | 346.1285 | 0.10777 | 0 | 0 | 0.21555 | 353.7265 | 0.12425 | 0 | 0 | 0.24851 | 353.9141 | 0.12466 | 0 | 0 | 0.24932 | 354.1955 | 0.12527 | 0 | 0 | 0.25054 | 354.4769 | 0.12588 | 0 | 0 | 0.25176 | 354.7583 | 0.12649 | 0 | 0 | 0.25298 | 355.0397 | 0.1271 | 0 | 0 | 0.25421 | 355.3211 | 0.12771 | 0 | 0 | 0.25543 | 355.6025 | 0.12832 | 0 | 0 | 0.25665 | 355.8839 | 0.12893 | 0 | 0 | 0.25787 | 356.0715 | 0.12934 | 0 | 0 | 0.25868 | 356.3529 | 0.12995 | 0 | 0 | 0.2599 | 356.6343 | 0.13056 | 0 | 0 | 0.26112 | 356.9157 | 0.13117 | 0 | 0 | 0.26234 | 357.1033 | 0.13158 | 0 | 0 | 0.26316 | 357.3847 | 0.13219 | 0 | 0 | 0.26438 | 357.5723 | 0.1326 | 0 | 0 | 0.26519 | 357.7599 | 0.133 | 0 | 0 | 0.26601 | 358.0413 | 0.13361 | 0 | 0 | 0.26723 | 358.2289 | 0.13402 | 0 | 0 | 0.26804 | 358.5104 | 0.13463 | 0 | 0 | 0.26926 | 358.698 | 0.13504 | 0 | 0 | 0.27008 | 358.9794 | 0.13565 | 0 | 0 | 0.2713 | 359.167 | 0.13605 | 0 | 0 | 0.27211 | 359.167 | 0.13605 | 0 | 0 | 0.27211
2017-12-02 11:00 | 312.4487 | 0.93128 |  | 333.7722 | 0.080974 | 0 | 0 | 0.16195 | 343.6438 | 0.10239 | 0 | 0 | 0.20477 | 351.1872 | 0.11875 | 0 | 0 | 0.23749 | 351.3735 | 0.11915 | 0 | 0 | 0.2383 | 351.6528 | 0.11976 | 0 | 0 | 0.23951 | 351.9322 | 0.12036 | 0 | 0 | 0.24073 | 352.2116 | 0.12097 | 0 | 0 | 0.24194 | 352.491 | 0.12157 | 0 | 0 | 0.24315 | 352.7704 | 0.12218 | 0 | 0 | 0.24436 | 353.0498 | 0.12279 | 0 | 0 | 0.24557 | 353.3291 | 0.12339 | 0 | 0 | 0.24679 | 353.5154 | 0.1238 | 0 | 0 | 0.24759 | 353.7948 | 0.1244 | 0 | 0 | 0.24881 | 354.0742 | 0.12501 | 0 | 0 | 0.25002 | 354.3536 | 0.12561 | 0 | 0 | 0.25123 | 354.5398 | 0.12602 | 0 | 0 | 0.25204 | 354.8192 | 0.12662 | 0 | 0 | 0.25325 | 355.0055 | 0.12703 | 0 | 0 | 0.25406 | 355.1917 | 0.12743 | 0 | 0 | 0.25486 | 355.4711 | 0.12804 | 0 | 0 | 0.25608 | 355.6574 | 0.12844 | 0 | 0 | 0.25688 | 355.9367 | 0.12905 | 0 | 0 | 0.2581 | 356.123 | 0.12945 | 0 | 0 | 0.2589 | 356.4024 | 0.13006 | 0 | 0 | 0.26012 | 356.5886 | 0.13046 | 0 | 0 | 0.26092 | 356.5886 | 0.13046 | 0 | 0 | 0.26092
2017-12-02 12:00 | 311.725 | 0.92913 |  | 332.9991 | 0.079297 | 0 | 0 | 0.15859 | 342.8478 | 0.10066 | 0 | 0 | 0.20132 | 350.3737 | 0.11698 | 0 | 0 | 0.23396 | 350.5596 | 0.11739 | 0 | 0 | 0.23477 | 350.8383 | 0.11799 | 0 | 0 | 0.23598 | 351.117 | 0.11859 | 0 | 0 | 0.23719 | 351.3958 | 0.1192 | 0 | 0 | 0.2384 | 351.6745 | 0.1198 | 0 | 0 | 0.23961 | 351.9533 | 0.12041 | 0 | 0 | 0.24082 | 352.232 | 0.12101 | 0 | 0 | 0.24203 | 352.5107 | 0.12162 | 0 | 0 | 0.24323 | 352.6966 | 0.12202 | 0 | 0 | 0.24404 | 352.9753 | 0.12263 | 0 | 0 | 0.24525 | 353.254 | 0.12323 | 0 | 0 | 0.24646 | 353.5328 | 0.12383 | 0 | 0 | 0.24767 | 353.7186 | 0.12424 | 0 | 0 | 0.24847 | 353.9973 | 0.12484 | 0 | 0 | 0.24968 | 354.1832 | 0.12524 | 0 | 0 | 0.25049 | 354.369 | 0.12565 | 0 | 0 | 0.2513 | 354.6477 | 0.12625 | 0 | 0 | 0.25251 | 354.8336 | 0.12666 | 0 | 0 | 0.25331 | 355.1123 | 0.12726 | 0 | 0 | 0.25452 | 355.2981 | 0.12766 | 0 | 0 | 0.25533 | 355.5769 | 0.12827 | 0 | 0 | 0.25654 | 355.7627 | 0.12867 | 0 | 0 | 0.25734 | 355.7627 | 0.12867 | 0 | 0 | 0.25734
2017-12-02 13:00 | 312.1658 | 0.93044 |  | 333.4699 | 0.080318 | 0 | 0 | 0.16064 | 343.3326 | 0.10171 | 0 | 0 | 0.20342 | 350.8692 | 0.11806 | 0 | 0 | 0.23611 | 351.0553 | 0.11846 | 0 | 0 | 0.23692 | 351.3344 | 0.11907 | 0 | 0 | 0.23813 | 351.6135 | 0.11967 | 0 | 0 | 0.23934 | 351.8927 | 0.12028 | 0 | 0 | 0.24055 | 352.1718 | 0.12088 | 0 | 0 | 0.24176 | 352.4509 | 0.12149 | 0 | 0 | 0.24298 | 352.7301 | 0.12209 | 0 | 0 | 0.24419 | 353.0092 | 0.1227 | 0 | 0 | 0.2454 | 353.1953 | 0.1231 | 0 | 0 | 0.2462 | 353.4744 | 0.12371 | 0 | 0 | 0.24742 | 353.7535 | 0.12431 | 0 | 0 | 0.24863 | 354.0327 | 0.12492 | 0 | 0 | 0.24984 | 354.2188 | 0.12532 | 0 | 0 | 0.25064 | 354.4979 | 0.12593 | 0 | 0 | 0.25186 | 354.684 | 0.12633 | 0 | 0 | 0.25266 | 354.8701 | 0.12673 | 0 | 0 | 0.25347 | 355.1492 | 0.12734 | 0 | 0 | 0.25468 | 355.3353 | 0.12774 | 0 | 0 | 0.25549 | 355.6144 | 0.12835 | 0 | 0 | 0.2567 | 355.8005 | 0.12875 | 0 | 0 | 0.25751 | 356.0796 | 0.12936 | 0 | 0 | 0.25872 | 356.2657 | 0.12976 | 0 | 0 | 0.25952 | 356.2657 | 0.12976 | 0 | 0 | 0.25952
2017-12-02 14:00 | 317.8041 | 0.94725 |  | 339.4931 | 0.093382 | 0 | 0 | 0.18676 | 349.5339 | 0.11516 | 0 | 0 | 0.23032 | 357.2066 | 0.1318 | 0 | 0 | 0.26361 | 357.396 | 0.13221 | 0 | 0 | 0.26443 | 357.6802 | 0.13283 | 0 | 0 | 0.26566 | 357.9644 | 0.13345 | 0 | 0 | 0.26689 | 358.2486 | 0.13406 | 0 | 0 | 0.26813 | 358.5327 | 0.13468 | 0 | 0 | 0.26936 | 358.8169 | 0.1353 | 0 | 0 | 0.27059 | 359.1011 | 0.13591 | 0 | 0 | 0.27182 | 359.3853 | 0.13653 | 0 | 0 | 0.27306 | 359.5747 | 0.13694 | 0 | 0 | 0.27388 | 359.8589 | 0.13756 | 0 | 0 | 0.27511 | 360.1431 | 0.13817 | 0 | 0 | 0.27634 | 360.4272 | 0.13879 | 0 | 0 | 0.27758 | 360.6167 | 0.1392 | 0 | 0 | 0.2784 | 360.9009 | 0.13982 | 0 | 0 | 0.27963 | 361.0903 | 0.14023 | 0 | 0 | 0.28045 | 361.2798 | 0.14064 | 0 | 0 | 0.28127 | 361.5639 | 0.14125 | 0 | 0 | 0.28251 | 361.7534 | 0.14166 | 0 | 0 | 0.28333 | 362.0376 | 0.14228 | 0 | 0 | 0.28456 | 362.227 | 0.14269 | 0 | 0 | 0.28538 | 362.5112 | 0.14331 | 0 | 0 | 0.28662 | 362.7006 | 0.14372 | 0 | 0 | 0.28744 | 362.7006 | 0.14372 | 0 | 0 | 0.28744
2017-12-02 15:00 | 308.0692 | 0.91823 |  | 329.0938 | 0.070826 | 0 | 0 | 0.14165 | 338.8271 | 0.091938 | 0 | 0 | 0.18388 | 346.2647 | 0.10807 | 0 | 0 | 0.21614 | 346.4484 | 0.10847 | 0 | 0 | 0.21694 | 346.7239 | 0.10907 | 0 | 0 | 0.21813 | 346.9993 | 0.10966 | 0 | 0 | 0.21933 | 347.2748 | 0.11026 | 0 | 0 | 0.22052 | 347.5503 | 0.11086 | 0 | 0 | 0.22172 | 347.8257 | 0.11146 | 0 | 0 | 0.22291 | 348.1012 | 0.11205 | 0 | 0 | 0.22411 | 348.3767 | 0.11265 | 0 | 0 | 0.2253 | 348.5603 | 0.11305 | 0 | 0 | 0.2261 | 348.8358 | 0.11365 | 0 | 0 | 0.22729 | 349.1113 | 0.11424 | 0 | 0 | 0.22849 | 349.3867 | 0.11484 | 0 | 0 | 0.22968 | 349.5704 | 0.11524 | 0 | 0 | 0.23048 | 349.8458 | 0.11584 | 0 | 0 | 0.23167 | 350.0295 | 0.11624 | 0 | 0 | 0.23247 | 350.2131 | 0.11663 | 0 | 0 | 0.23327 | 350.4886 | 0.11723 | 0 | 0 | 0.23446 | 350.6723 | 0.11763 | 0 | 0 | 0.23526 | 350.9477 | 0.11823 | 0 | 0 | 0.23645 | 351.1314 | 0.11863 | 0 | 0 | 0.23725 | 351.4068 | 0.11922 | 0 | 0 | 0.23845 | 351.5905 | 0.11962 | 0 | 0 | 0.23924 | 351.5905 | 0.11962 | 0 | 0 | 0.23924
2017-12-02 16:00 | 307.286 | 0.9159 |  | 328.2572 | 0.069011 | 0 | 0 | 0.13802 | 337.9657 | 0.090069 | 0 | 0 | 0.18014 | 345.3844 | 0.10616 | 0 | 0 | 0.21232 | 345.5676 | 0.10656 | 0 | 0 | 0.21312 | 345.8424 | 0.10715 | 0 | 0 | 0.21431 | 346.1171 | 0.10775 | 0 | 0 | 0.2155 | 346.3919 | 0.10835 | 0 | 0 | 0.21669 | 346.6667 | 0.10894 | 0 | 0 | 0.21788 | 346.9415 | 0.10954 | 0 | 0 | 0.21908 | 347.2162 | 0.11013 | 0 | 0 | 0.22027 | 347.491 | 0.11073 | 0 | 0 | 0.22146 | 347.6742 | 0.11113 | 0 | 0 | 0.22225 | 347.9489 | 0.11172 | 0 | 0 | 0.22345 | 348.2237 | 0.11232 | 0 | 0 | 0.22464 | 348.4985 | 0.11291 | 0 | 0 | 0.22583 | 348.6817 | 0.11331 | 0 | 0 | 0.22662 | 348.9564 | 0.11391 | 0 | 0 | 0.22782 | 349.1396 | 0.11431 | 0 | 0 | 0.22861 | 349.3228 | 0.1147 | 0 | 0 | 0.22941 | 349.5976 | 0.1153 | 0 | 0 | 0.2306 | 349.7807 | 0.1157 | 0 | 0 | 0.23139 | 350.0555 | 0.11629 | 0 | 0 | 0.23258 | 350.2387 | 0.11669 | 0 | 0 | 0.23338 | 350.5135 | 0.11729 | 0 | 0 | 0.23457 | 350.6966 | 0.11768 | 0 | 0 | 0.23537 | 350.6966 | 0.11768 | 0 | 0 | 0.23537
2017-12-02 17:00 | 314.949 | 0.93874 |  | 336.4431 | 0.086767 | 0 | 0 | 0.17353 | 346.3937 | 0.10835 | 0 | 0 | 0.2167 | 353.9975 | 0.12484 | 0 | 0 | 0.24968 | 354.1852 | 0.12525 | 0 | 0 | 0.2505 | 354.4668 | 0.12586 | 0 | 0 | 0.25172 | 354.7485 | 0.12647 | 0 | 0 | 0.25294 | 355.0301 | 0.12708 | 0 | 0 | 0.25416 | 355.3117 | 0.12769 | 0 | 0 | 0.25539 | 355.5933 | 0.1283 | 0 | 0 | 0.25661 | 355.875 | 0.12891 | 0 | 0 | 0.25783 | 356.1566 | 0.12953 | 0 | 0 | 0.25905 | 356.3443 | 0.12993 | 0 | 0 | 0.25986 | 356.6259 | 0.13054 | 0 | 0 | 0.26109 | 356.9076 | 0.13115 | 0 | 0 | 0.26231 | 357.1892 | 0.13176 | 0 | 0 | 0.26353 | 357.3769 | 0.13217 | 0 | 0 | 0.26434 | 357.6585 | 0.13278 | 0 | 0 | 0.26557 | 357.8463 | 0.13319 | 0 | 0 | 0.26638 | 358.034 | 0.1336 | 0 | 0 | 0.26719 | 358.3157 | 0.13421 | 0 | 0 | 0.26842 | 358.5034 | 0.13462 | 0 | 0 | 0.26923 | 358.785 | 0.13523 | 0 | 0 | 0.27045 | 358.9728 | 0.13563 | 0 | 0 | 0.27127 | 359.2544 | 0.13624 | 0 | 0 | 0.27249 | 359.4421 | 0.13665 | 0 | 0 | 0.2733 | 359.4421 | 0.13665 | 0 | 0 | 0.2733
2017-12-02 18:00 | 323.5205 | 0.96428 |  | 345.5996 | 0.10663 | 0 | 0 | 0.21325 | 355.8211 | 0.1288 | 0 | 0 | 0.2576 | 363.6318 | 0.14574 | 0 | 0 | 0.29148 | 363.8246 | 0.14616 | 0 | 0 | 0.29231 | 364.1139 | 0.14678 | 0 | 0 | 0.29357 | 364.4032 | 0.14741 | 0.00020808 | 0 | 0.29503 | 364.6925 | 0.14804 | 0.019055 | 0 | 0.31513 | 364.9818 | 0.14867 | 0.037902 | 0 | 0.33524 | 365.2711 | 0.14929 | 0.056749 | 0 | 0.35534 | 365.5603 | 0.14992 | 0.075596 | 0 | 0.37544 | 365.8496 | 0.15055 | 0.094443 | 0 | 0.39554 | 366.0425 | 0.15097 | 0.10701 | 0 | 0.40894 | 366.3318 | 0.1516 | 0.12585 | 0 | 0.42904 | 366.621 | 0.15222 | 0.1447 | 0 | 0.44915 | 366.9103 | 0.15285 | 0.16355 | 0 | 0.46925 | 367.1032 | 0.15327 | 0.17611 | 0 | 0.48265 | 367.3925 | 0.1539 | 0.19496 | 0.010585 | 0.52392 | 367.5853 | 0.15431 | 0.20752 | 0.02315 | 0.56245 | 367.7782 | 0.15473 | 0.22009 | 0.035715 | 0.60098 | 368.0675 | 0.15536 | 0.23894 | 0.054562 | 0.65878 | 368.2603 | 0.15578 | 0.2515 | 0.067126 | 0.69731 | 368.5496 | 0.15641 | 0.27035 | 0.085973 | 0.75511 | 368.7425 | 0.15682 | 0.28291 | 0.098538 | 0.79364 | 369.0318 | 0.15745 | 0.30176 | 0.11738 | 0.85143 | 369.2246 | 0.15787 | 0.31432 | 0.12995 | 0.88996 | 369.2246 | 0.15787 | 0.31432 | 0.12995 | 0.88996
2017-12-02 19:00 | 308.955 | 0.92087 |  | 330.0401 | 0.072879 | 0 | 0 | 0.14576 | 339.8013 | 0.094051 | 0 | 0 | 0.1881 | 347.2603 | 0.11023 | 0 | 0 | 0.22046 | 347.4445 | 0.11063 | 0 | 0 | 0.22126 | 347.7208 | 0.11123 | 0 | 0 | 0.22246 | 347.997 | 0.11183 | 0 | 0 | 0.22365 | 348.2733 | 0.11243 | 0 | 0 | 0.22485 | 348.5496 | 0.11303 | 0 | 0 | 0.22605 | 348.8258 | 0.11362 | 0 | 0 | 0.22725 | 349.1021 | 0.11422 | 0 | 0 | 0.22845 | 349.3783 | 0.11482 | 0 | 0 | 0.22965 | 349.5625 | 0.11522 | 0 | 0 | 0.23045 | 349.8388 | 0.11582 | 0 | 0 | 0.23164 | 350.115 | 0.11642 | 0 | 0 | 0.23284 | 350.3913 | 0.11702 | 0 | 0 | 0.23404 | 350.5755 | 0.11742 | 0 | 0 | 0.23484 | 350.8517 | 0.11802 | 0 | 0 | 0.23604 | 351.0359 | 0.11842 | 0 | 0 | 0.23684 | 351.2201 | 0.11882 | 0 | 0 | 0.23764 | 351.4963 | 0.11942 | 0 | 0 | 0.23883 | 351.6805 | 0.11982 | 0 | 0 | 0.23963 | 351.9568 | 0.12042 | 0 | 0 | 0.24083 | 352.141 | 0.12082 | 0 | 0 | 0.24163 | 352.4172 | 0.12141 | 0 | 0 | 0.24283 | 352.6014 | 0.12181 | 0 | 0 | 0.24363 | 352.6014 | 0.12181 | 0 | 0 | 0.24363
2017-12-02 20:00 | 303.4437 | 0.90444 |  | 324.1527 | 0.060109 | 0 | 0 | 0.12022 | 333.7398 | 0.080903 | 0 | 0 | 0.16181 | 341.0658 | 0.096793 | 0 | 0 | 0.19359 | 341.2467 | 0.097186 | 0 | 0 | 0.19437 | 341.518 | 0.097774 | 0 | 0 | 0.19555 | 341.7893 | 0.098363 | 0 | 0 | 0.19673 | 342.0607 | 0.098951 | 0 | 0 | 0.1979 | 342.332 | 0.09954 | 0 | 0 | 0.19908 | 342.6033 | 0.10013 | 0 | 0 | 0.20026 | 342.8747 | 0.10072 | 0 | 0 | 0.20143 | 343.146 | 0.10131 | 0 | 0 | 0.20261 | 343.3269 | 0.1017 | 0 | 0 | 0.2034 | 343.5982 | 0.10229 | 0 | 0 | 0.20457 | 343.8696 | 0.10287 | 0 | 0 | 0.20575 | 344.1409 | 0.10346 | 0 | 0 | 0.20693 | 344.3218 | 0.10386 | 0 | 0 | 0.20771 | 344.5931 | 0.10444 | 0 | 0 | 0.20889 | 344.774 | 0.10484 | 0 | 0 | 0.20967 | 344.9549 | 0.10523 | 0 | 0 | 0.21046 | 345.2262 | 0.10582 | 0 | 0 | 0.21163 | 345.4071 | 0.10621 | 0 | 0 | 0.21242 | 345.6784 | 0.1068 | 0 | 0 | 0.2136 | 345.8593 | 0.10719 | 0 | 0 | 0.21438 | 346.1307 | 0.10778 | 0 | 0 | 0.21556 | 346.3116 | 0.10817 | 0 | 0 | 0.21634 | 346.3116 | 0.10817 | 0 | 0 | 0.21634
2017-12-02 21:00 | 316.0803 | 0.94211 |  | 337.6517 | 0.089388 | 0 | 0 | 0.17878 | 347.638 | 0.11105 | 0 | 0 | 0.2221 | 355.2691 | 0.1276 | 0 | 0 | 0.2552 | 355.4575 | 0.12801 | 0 | 0 | 0.25602 | 355.7402 | 0.12862 | 0 | 0 | 0.25724 | 356.0228 | 0.12924 | 0 | 0 | 0.25847 | 356.3054 | 0.12985 | 0 | 0 | 0.2597 | 356.5881 | 0.13046 | 0 | 0 | 0.26092 | 356.8707 | 0.13107 | 0 | 0 | 0.26215 | 357.1533 | 0.13169 | 0 | 0 | 0.26337 | 357.436 | 0.1323 | 0 | 0 | 0.2646 | 357.6244 | 0.13271 | 0 | 0 | 0.26542 | 357.907 | 0.13332 | 0 | 0 | 0.26664 | 358.1896 | 0.13393 | 0 | 0 | 0.26787 | 358.4723 | 0.13455 | 0 | 0 | 0.2691 | 358.6607 | 0.13496 | 0 | 0 | 0.26991 | 358.9433 | 0.13557 | 0 | 0 | 0.27114 | 359.1317 | 0.13598 | 0 | 0 | 0.27196 | 359.3202 | 0.13639 | 0 | 0 | 0.27277 | 359.6028 | 0.137 | 0 | 0 | 0.274 | 359.7912 | 0.13741 | 0 | 0 | 0.27482 | 360.0739 | 0.13802 | 0 | 0 | 0.27604 | 360.2623 | 0.13843 | 0 | 0 | 0.27686 | 360.5449 | 0.13904 | 0 | 0 | 0.27809 | 360.7333 | 0.13945 | 0 | 0 | 0.2789 | 360.7333 | 0.13945 | 0 | 0 | 0.2789
2017-12-02 22:00 | 309.968 | 0.92389 |  | 331.1222 | 0.075226 | 0 | 0 | 0.15045 | 340.9155 | 0.096467 | 0 | 0 | 0.19293 | 348.399 | 0.1127 | 0 | 0 | 0.2254 | 348.5838 | 0.1131 | 0 | 0 | 0.2262 | 348.8609 | 0.1137 | 0 | 0 | 0.2274 | 349.1381 | 0.1143 | 0 | 0 | 0.2286 | 349.4153 | 0.1149 | 0 | 0 | 0.22981 | 349.6924 | 0.1155 | 0 | 0 | 0.23101 | 349.9696 | 0.11611 | 0 | 0 | 0.23221 | 350.2468 | 0.11671 | 0 | 0 | 0.23341 | 350.5239 | 0.11731 | 0 | 0 | 0.23462 | 350.7087 | 0.11771 | 0 | 0 | 0.23542 | 350.9859 | 0.11831 | 0 | 0 | 0.23662 | 351.263 | 0.11891 | 0 | 0 | 0.23782 | 351.5402 | 0.11951 | 0 | 0 | 0.23902 | 351.725 | 0.11991 | 0 | 0 | 0.23983 | 352.0021 | 0.12051 | 0 | 0 | 0.24103 | 352.1869 | 0.12092 | 0 | 0 | 0.24183 | 352.3717 | 0.12132 | 0 | 0 | 0.24263 | 352.6489 | 0.12192 | 0 | 0 | 0.24383 | 352.8336 | 0.12232 | 0 | 0 | 0.24464 | 353.1108 | 0.12292 | 0 | 0 | 0.24584 | 353.2956 | 0.12332 | 0 | 0 | 0.24664 | 353.5728 | 0.12392 | 0 | 0 | 0.24784 | 353.7575 | 0.12432 | 0 | 0 | 0.24864 | 353.7575 | 0.12432 | 0 | 0 | 0.24864
2017-12-02 23:00 | 301.9793 | 0.90008 |  | 322.5883 | 0.056716 | 0 | 0 | 0.11343 | 332.1292 | 0.07741 | 0 | 0 | 0.15482 | 339.4198 | 0.093223 | 0 | 0 | 0.18645 | 339.5998 | 0.093614 | 0 | 0 | 0.18723 | 339.8699 | 0.094199 | 0 | 0 | 0.1884 | 340.1399 | 0.094785 | 0 | 0 | 0.18957 | 340.4099 | 0.095371 | 0 | 0 | 0.19074 | 340.6799 | 0.095956 | 0 | 0 | 0.19191 | 340.95 | 0.096542 | 0 | 0 | 0.19308 | 341.22 | 0.097128 | 0 | 0 | 0.19426 | 341.49 | 0.097713 | 0 | 0 | 0.19543 | 341.67 | 0.098104 | 0 | 0 | 0.19621 | 341.94 | 0.09869 | 0 | 0 | 0.19738 | 342.2101 | 0.099275 | 0 | 0 | 0.19855 | 342.4801 | 0.099861 | 0 | 0 | 0.19972 | 342.6601 | 0.10025 | 0 | 0 | 0.2005 | 342.9301 | 0.10084 | 0 | 0 | 0.20167 | 343.1101 | 0.10123 | 0 | 0 | 0.20246 | 343.2902 | 0.10162 | 0 | 0 | 0.20324 | 343.5602 | 0.1022 | 0 | 0 | 0.20441 | 343.7402 | 0.10259 | 0 | 0 | 0.20519 | 344.0102 | 0.10318 | 0 | 0 | 0.20636 | 344.1902 | 0.10357 | 0 | 0 | 0.20714 | 344.4603 | 0.10416 | 0 | 0 | 0.20831 | 344.6403 | 0.10455 | 0 | 0 | 0.20909 | 344.6403 | 0.10455 | 0 | 0 | 0.20909
2017-12-03 | 298.2656 | 0.88901 |  | 318.6211 | 0.048111 | 0 | 0 | 0.096222 | 328.0446 | 0.06855 | 0 | 0 | 0.1371 | 335.2456 | 0.084169 | 0 | 0 | 0.16834 | 335.4234 | 0.084555 | 0 | 0 | 0.16911 | 335.6901 | 0.085134 | 0 | 0 | 0.17027 | 335.9568 | 0.085712 | 0 | 0 | 0.17142 | 336.2235 | 0.08629 | 0 | 0 | 0.17258 | 336.4902 | 0.086869 | 0 | 0 | 0.17374 | 336.7569 | 0.087447 | 0 | 0 | 0.17489 | 337.0236 | 0.088026 | 0 | 0 | 0.17605 | 337.2903 | 0.088604 | 0 | 0 | 0.17721 | 337.4681 | 0.08899 | 0 | 0 | 0.17798 | 337.7349 | 0.089569 | 0 | 0 | 0.17914 | 338.0016 | 0.090147 | 0 | 0 | 0.18029 | 338.2683 | 0.090725 | 0 | 0 | 0.18145 | 338.4461 | 0.091111 | 0 | 0 | 0.18222 | 338.7128 | 0.09169 | 0 | 0 | 0.18338 | 338.8906 | 0.092075 | 0 | 0 | 0.18415 | 339.0684 | 0.092461 | 0 | 0 | 0.18492 | 339.3351 | 0.093039 | 0 | 0 | 0.18608 | 339.5129 | 0.093425 | 0 | 0 | 0.18685 | 339.7796 | 0.094004 | 0 | 0 | 0.18801 | 339.9574 | 0.094389 | 0 | 0 | 0.18878 | 340.2241 | 0.094968 | 0 | 0 | 0.18994 | 340.4019 | 0.095353 | 0 | 0 | 0.19071 | 340.4019 | 0.095353 | 0 | 0 | 0.19071
2017-12-03 01:00 | 307.2784 | 0.91587 |  | 328.249 | 0.068994 | 0 | 0 | 0.13799 | 337.9573 | 0.090051 | 0 | 0 | 0.1801 | 345.3758 | 0.10614 | 0 | 0 | 0.21228 | 345.559 | 0.10654 | 0 | 0 | 0.21308 | 345.8338 | 0.10714 | 0 | 0 | 0.21427 | 346.1085 | 0.10773 | 0 | 0 | 0.21546 | 346.3833 | 0.10833 | 0 | 0 | 0.21665 | 346.6581 | 0.10892 | 0 | 0 | 0.21785 | 346.9328 | 0.10952 | 0 | 0 | 0.21904 | 347.2076 | 0.11011 | 0 | 0 | 0.22023 | 347.4823 | 0.11071 | 0 | 0 | 0.22142 | 347.6655 | 0.11111 | 0 | 0 | 0.22222 | 347.9403 | 0.1117 | 0 | 0 | 0.22341 | 348.215 | 0.1123 | 0 | 0 | 0.2246 | 348.4898 | 0.1129 | 0 | 0 | 0.22579 | 348.673 | 0.11329 | 0 | 0 | 0.22659 | 348.9477 | 0.11389 | 0 | 0 | 0.22778 | 349.1309 | 0.11429 | 0 | 0 | 0.22857 | 349.3141 | 0.11468 | 0 | 0 | 0.22937 | 349.5888 | 0.11528 | 0 | 0 | 0.23056 | 349.772 | 0.11568 | 0 | 0 | 0.23135 | 350.0468 | 0.11627 | 0 | 0 | 0.23255 | 350.23 | 0.11667 | 0 | 0 | 0.23334 | 350.5047 | 0.11727 | 0 | 0 | 0.23453 | 350.6879 | 0.11766 | 0 | 0 | 0.23533 | 350.6879 | 0.11766 | 0 | 0 | 0.23533
2017-12-03 02:00 | 307.327 | 0.91602 |  | 328.301 | 0.069107 | 0 | 0 | 0.13821 | 338.0108 | 0.090167 | 0 | 0 | 0.18033 | 345.4305 | 0.10626 | 0 | 0 | 0.21252 | 345.6137 | 0.10666 | 0 | 0 | 0.21332 | 345.8886 | 0.10725 | 0 | 0 | 0.21451 | 346.1634 | 0.10785 | 0 | 0 | 0.2157 | 346.4382 | 0.10845 | 0 | 0 | 0.21689 | 346.713 | 0.10904 | 0 | 0 | 0.21808 | 346.9878 | 0.10964 | 0 | 0 | 0.21928 | 347.2626 | 0.11023 | 0 | 0 | 0.22047 | 347.5374 | 0.11083 | 0 | 0 | 0.22166 | 347.7206 | 0.11123 | 0 | 0 | 0.22246 | 347.9954 | 0.11182 | 0 | 0 | 0.22365 | 348.2702 | 0.11242 | 0 | 0 | 0.22484 | 348.545 | 0.11302 | 0 | 0 | 0.22603 | 348.7282 | 0.11341 | 0 | 0 | 0.22683 | 349.003 | 0.11401 | 0 | 0 | 0.22802 | 349.1862 | 0.11441 | 0 | 0 | 0.22881 | 349.3694 | 0.1148 | 0 | 0 | 0.22961 | 349.6442 | 0.1154 | 0 | 0 | 0.2308 | 349.8274 | 0.1158 | 0 | 0 | 0.23159 | 350.1022 | 0.11639 | 0 | 0 | 0.23279 | 350.2854 | 0.11679 | 0 | 0 | 0.23358 | 350.5602 | 0.11739 | 0 | 0 | 0.23477 | 350.7434 | 0.11778 | 0 | 0 | 0.23557 | 350.7434 | 0.11778 | 0 | 0 | 0.23557
2017-12-03 03:00 | 302.3698 | 0.90124 |  | 323.0055 | 0.05762 | 0 | 0 | 0.11524 | 332.5586 | 0.078341 | 0 | 0 | 0.15668 | 339.8587 | 0.094175 | 0 | 0 | 0.18835 | 340.0389 | 0.094566 | 0 | 0 | 0.18913 | 340.3093 | 0.095153 | 0 | 0 | 0.19031 | 340.5797 | 0.095739 | 0 | 0 | 0.19148 | 340.8501 | 0.096325 | 0 | 0 | 0.19265 | 341.1204 | 0.096912 | 0 | 0 | 0.19382 | 341.3908 | 0.097498 | 0 | 0 | 0.195 | 341.6612 | 0.098085 | 0 | 0 | 0.19617 | 341.9316 | 0.098671 | 0 | 0 | 0.19734 | 342.1118 | 0.099062 | 0 | 0 | 0.19812 | 342.3822 | 0.099649 | 0 | 0 | 0.1993 | 342.6526 | 0.10024 | 0 | 0 | 0.20047 | 342.9229 | 0.10082 | 0 | 0 | 0.20164 | 343.1032 | 0.10121 | 0 | 0 | 0.20242 | 343.3735 | 0.1018 | 0 | 0 | 0.2036 | 343.5538 | 0.10219 | 0 | 0 | 0.20438 | 343.734 | 0.10258 | 0 | 0 | 0.20516 | 344.0044 | 0.10317 | 0 | 0 | 0.20633 | 344.1847 | 0.10356 | 0 | 0 | 0.20712 | 344.455 | 0.10414 | 0 | 0 | 0.20829 | 344.6353 | 0.10454 | 0 | 0 | 0.20907 | 344.9057 | 0.10512 | 0 | 0 | 0.21024 | 345.0859 | 0.10551 | 0 | 0 | 0.21103 | 345.0859 | 0.10551 | 0 | 0 | 0.21103
2017-12-03 04:00 | 310.5781 | 0.92571 |  | 331.774 | 0.076639 | 0 | 0 | 0.15328 | 341.5865 | 0.097923 | 0 | 0 | 0.19585 | 349.0847 | 0.11419 | 0 | 0 | 0.22837 | 349.2698 | 0.11459 | 0 | 0 | 0.22918 | 349.5476 | 0.11519 | 0 | 0 | 0.23038 | 349.8253 | 0.11579 | 0 | 0 | 0.23159 | 350.103 | 0.1164 | 0 | 0 | 0.23279 | 350.3807 | 0.117 | 0 | 0 | 0.23399 | 350.6584 | 0.1176 | 0 | 0 | 0.2352 | 350.9361 | 0.1182 | 0 | 0 | 0.2364 | 351.2138 | 0.1188 | 0 | 0 | 0.23761 | 351.399 | 0.11921 | 0 | 0 | 0.23841 | 351.6767 | 0.11981 | 0 | 0 | 0.23962 | 351.9544 | 0.12041 | 0 | 0 | 0.24082 | 352.2321 | 0.12101 | 0 | 0 | 0.24203 | 352.4173 | 0.12141 | 0 | 0 | 0.24283 | 352.695 | 0.12202 | 0 | 0 | 0.24403 | 352.8801 | 0.12242 | 0 | 0 | 0.24484 | 353.0653 | 0.12282 | 0 | 0 | 0.24564 | 353.343 | 0.12342 | 0 | 0 | 0.24685 | 353.5281 | 0.12382 | 0 | 0 | 0.24765 | 353.8058 | 0.12443 | 0 | 0 | 0.24885 | 353.991 | 0.12483 | 0 | 0 | 0.24966 | 354.2687 | 0.12543 | 0 | 0 | 0.25086 | 354.4538 | 0.12583 | 0 | 0 | 0.25166 | 354.4538 | 0.12583 | 0 | 0 | 0.25166
2017-12-03 05:00 | 309.9657 | 0.92388 |  | 331.1197 | 0.07522 | 0 | 0 | 0.15044 | 340.9129 | 0.096462 | 0 | 0 | 0.19292 | 348.3963 | 0.11269 | 0 | 0 | 0.22539 | 348.5811 | 0.11309 | 0 | 0 | 0.22619 | 348.8582 | 0.1137 | 0 | 0 | 0.22739 | 349.1354 | 0.1143 | 0 | 0 | 0.22859 | 349.4126 | 0.1149 | 0 | 0 | 0.2298 | 349.6897 | 0.1155 | 0 | 0 | 0.231 | 349.9669 | 0.1161 | 0 | 0 | 0.2322 | 350.2441 | 0.1167 | 0 | 0 | 0.2334 | 350.5212 | 0.1173 | 0 | 0 | 0.2346 | 350.706 | 0.1177 | 0 | 0 | 0.23541 | 350.9832 | 0.1183 | 0 | 0 | 0.23661 | 351.2603 | 0.11891 | 0 | 0 | 0.23781 | 351.5375 | 0.11951 | 0 | 0 | 0.23901 | 351.7223 | 0.11991 | 0 | 0 | 0.23981 | 351.9994 | 0.12051 | 0 | 0 | 0.24102 | 352.1842 | 0.12091 | 0 | 0 | 0.24182 | 352.369 | 0.12131 | 0 | 0 | 0.24262 | 352.6462 | 0.12191 | 0 | 0 | 0.24382 | 352.8309 | 0.12231 | 0 | 0 | 0.24462 | 353.1081 | 0.12291 | 0 | 0 | 0.24583 | 353.2929 | 0.12331 | 0 | 0 | 0.24663 | 353.5701 | 0.12392 | 0 | 0 | 0.24783 | 353.7548 | 0.12432 | 0 | 0 | 0.24863 | 353.7548 | 0.12432 | 0 | 0 | 0.24863
2017-12-03 06:00 | 304.063 | 0.90629 |  | 324.8142 | 0.061544 | 0 | 0 | 0.12309 | 334.4209 | 0.082381 | 0 | 0 | 0.16476 | 341.7618 | 0.098303 | 0 | 0 | 0.19661 | 341.9431 | 0.098696 | 0 | 0 | 0.19739 | 342.215 | 0.099286 | 0 | 0 | 0.19857 | 342.4868 | 0.099876 | 0 | 0 | 0.19975 | 342.7587 | 0.10047 | 0 | 0 | 0.20093 | 343.0306 | 0.10106 | 0 | 0 | 0.20211 | 343.3025 | 0.10164 | 0 | 0 | 0.20329 | 343.5744 | 0.10223 | 0 | 0 | 0.20447 | 343.8463 | 0.10282 | 0 | 0 | 0.20565 | 344.0275 | 0.10322 | 0 | 0 | 0.20643 | 344.2994 | 0.10381 | 0 | 0 | 0.20761 | 344.5713 | 0.1044 | 0 | 0 | 0.20879 | 344.8432 | 0.10499 | 0 | 0 | 0.20997 | 345.0245 | 0.10538 | 0 | 0 | 0.21076 | 345.2963 | 0.10597 | 0 | 0 | 0.21194 | 345.4776 | 0.10636 | 0 | 0 | 0.21273 | 345.6589 | 0.10676 | 0 | 0 | 0.21351 | 345.9307 | 0.10735 | 0 | 0 | 0.21469 | 346.112 | 0.10774 | 0 | 0 | 0.21548 | 346.3839 | 0.10833 | 0 | 0 | 0.21666 | 346.5652 | 0.10872 | 0 | 0 | 0.21744 | 346.837 | 0.10931 | 0 | 0 | 0.21862 | 347.0183 | 0.1097 | 0 | 0 | 0.21941 | 347.0183 | 0.1097 | 0 | 0 | 0.21941
2017-12-03 07:00 | 311.0396 | 0.92708 |  | 332.2669 | 0.077709 | 0 | 0 | 0.15542 | 342.094 | 0.099024 | 0 | 0 | 0.19805 | 349.6034 | 0.11531 | 0 | 0 | 0.23062 | 349.7888 | 0.11571 | 0 | 0 | 0.23143 | 350.0669 | 0.11632 | 0 | 0 | 0.23263 | 350.345 | 0.11692 | 0 | 0 | 0.23384 | 350.6232 | 0.11752 | 0 | 0 | 0.23505 | 350.9013 | 0.11813 | 0 | 0 | 0.23625 | 351.1794 | 0.11873 | 0 | 0 | 0.23746 | 351.4575 | 0.11933 | 0 | 0 | 0.23867 | 351.7357 | 0.11994 | 0 | 0 | 0.23987 | 351.9211 | 0.12034 | 0 | 0 | 0.24068 | 352.1992 | 0.12094 | 0 | 0 | 0.24188 | 352.4773 | 0.12154 | 0 | 0 | 0.24309 | 352.7555 | 0.12215 | 0 | 0 | 0.2443 | 352.9409 | 0.12255 | 0 | 0 | 0.2451 | 353.219 | 0.12315 | 0 | 0 | 0.24631 | 353.4044 | 0.12356 | 0 | 0 | 0.24711 | 353.5898 | 0.12396 | 0 | 0 | 0.24792 | 353.868 | 0.12456 | 0 | 0 | 0.24912 | 354.0534 | 0.12496 | 0 | 0 | 0.24993 | 354.3315 | 0.12557 | 0 | 0 | 0.25113 | 354.5169 | 0.12597 | 0 | 0 | 0.25194 | 354.795 | 0.12657 | 0 | 0 | 0.25314 | 354.9805 | 0.12697 | 0 | 0 | 0.25395 | 354.9805 | 0.12697 | 0 | 0 | 0.25395
2017-12-03 08:00 | 290.3518 | 0.86542 |  | 310.1672 | 0.029774 | 0 | 0 | 0.059549 | 319.3407 | 0.049672 | 0 | 0 | 0.099343 | 326.3506 | 0.064876 | 0 | 0 | 0.12975 | 326.5237 | 0.065252 | 0 | 0 | 0.1305 | 326.7833 | 0.065815 | 0 | 0 | 0.13163 | 327.043 | 0.066378 | 0 | 0 | 0.13276 | 327.3026 | 0.066941 | 0 | 0 | 0.13388 | 327.5622 | 0.067504 | 0 | 0 | 0.13501 | 327.8218 | 0.068067 | 0 | 0 | 0.13613 | 328.0815 | 0.06863 | 0 | 0 | 0.13726 | 328.3411 | 0.069193 | 0 | 0 | 0.13839 | 328.5142 | 0.069569 | 0 | 0 | 0.13914 | 328.7738 | 0.070132 | 0 | 0 | 0.14026 | 329.0334 | 0.070695 | 0 | 0 | 0.14139 | 329.2931 | 0.071258 | 0 | 0 | 0.14252 | 329.4661 | 0.071634 | 0 | 0 | 0.14327 | 329.7258 | 0.072197 | 0 | 0 | 0.14439 | 329.8989 | 0.072572 | 0 | 0 | 0.14514 | 330.0719 | 0.072948 | 0 | 0 | 0.1459 | 330.3316 | 0.073511 | 0 | 0 | 0.14702 | 330.5046 | 0.073886 | 0 | 0 | 0.14777 | 330.7643 | 0.074449 | 0 | 0 | 0.1489 | 330.9374 | 0.074825 | 0 | 0 | 0.14965 | 331.197 | 0.075388 | 0 | 0 | 0.15078 | 331.3701 | 0.075763 | 0 | 0 | 0.15153 | 331.3701 | 0.075763 | 0 | 0 | 0.15153
2017-12-03 09:00 | 286.0776 | 0.85268 |  | 305.6014 | 0.019871 | 0 | 0 | 0.039742 | 314.6398 | 0.039475 | 0 | 0 | 0.078951 | 321.5466 | 0.054456 | 0 | 0 | 0.10891 | 321.7171 | 0.054826 | 0 | 0 | 0.10965 | 321.9729 | 0.055381 | 0 | 0 | 0.11076 | 322.2287 | 0.055936 | 0 | 0 | 0.11187 | 322.4845 | 0.056491 | 0 | 0 | 0.11298 | 322.7403 | 0.057045 | 0 | 0 | 0.11409 | 322.9961 | 0.0576 | 0 | 0 | 0.1152 | 323.2519 | 0.058155 | 0 | 0 | 0.11631 | 323.5077 | 0.05871 | 0 | 0 | 0.11742 | 323.6783 | 0.05908 | 0 | 0 | 0.11816 | 323.9341 | 0.059635 | 0 | 0 | 0.11927 | 324.1899 | 0.060189 | 0 | 0 | 0.12038 | 324.4457 | 0.060744 | 0 | 0 | 0.12149 | 324.6162 | 0.061114 | 0 | 0 | 0.12223 | 324.872 | 0.061669 | 0 | 0 | 0.12334 | 325.0426 | 0.062039 | 0 | 0 | 0.12408 | 325.2131 | 0.062409 | 0 | 0 | 0.12482 | 325.4689 | 0.062964 | 0 | 0 | 0.12593 | 325.6394 | 0.063334 | 0 | 0 | 0.12667 | 325.8952 | 0.063888 | 0 | 0 | 0.12778 | 326.0658 | 0.064258 | 0 | 0 | 0.12852 | 326.3216 | 0.064813 | 0 | 0 | 0.12963 | 326.4921 | 0.065183 | 0 | 0 | 0.13037 | 326.4921 | 0.065183 | 0 | 0 | 0.13037
2017-12-03 10:00 | 273.4262 | 0.81497 |  | 292.0866 | 0 | 0 | 0 | 0 | 300.7253 | 0.0092948 | 0 | 0 | 0.01859 | 307.3266 | 0.023613 | 0 | 0 | 0.047226 | 307.4896 | 0.023967 | 0 | 0 | 0.047933 | 307.7341 | 0.024497 | 0 | 0 | 0.048994 | 307.9786 | 0.025027 | 0 | 0 | 0.050054 | 308.2231 | 0.025557 | 0 | 0 | 0.051115 | 308.4675 | 0.026088 | 0 | 0 | 0.052176 | 308.712 | 0.026618 | 0 | 0 | 0.053236 | 308.9565 | 0.027148 | 0 | 0 | 0.054297 | 309.201 | 0.027679 | 0 | 0 | 0.055357 | 309.364 | 0.028032 | 0 | 0 | 0.056064 | 309.6085 | 0.028562 | 0 | 0 | 0.057125 | 309.853 | 0.029093 | 0 | 0 | 0.058186 | 310.0975 | 0.029623 | 0 | 0 | 0.059246 | 310.2605 | 0.029977 | 0 | 0 | 0.059953 | 310.505 | 0.030507 | 0 | 0 | 0.061014 | 310.668 | 0.03086 | 0 | 0 | 0.061721 | 310.831 | 0.031214 | 0 | 0 | 0.062428 | 311.0755 | 0.031744 | 0 | 0 | 0.063489 | 311.2385 | 0.032098 | 0 | 0 | 0.064196 | 311.483 | 0.032628 | 0 | 0 | 0.065256 | 311.6459 | 0.032982 | 0 | 0 | 0.065963 | 311.8904 | 0.033512 | 0 | 0 | 0.067024 | 312.0534 | 0.033866 | 0 | 0 | 0.067731 | 312.0534 | 0.033866 | 0 | 0 | 0.067731
2017-12-03 11:00 | 274.2062 | 0.8173 |  | 292.9197 | 0 | 0 | 0 | 0 | 301.5831 | 0.011155 | 0 | 0 | 0.022311 | 308.2032 | 0.025514 | 0 | 0 | 0.051029 | 308.3667 | 0.025869 | 0 | 0 | 0.051738 | 308.6119 | 0.026401 | 0 | 0 | 0.052802 | 308.8571 | 0.026933 | 0 | 0 | 0.053865 | 309.1022 | 0.027464 | 0 | 0 | 0.054929 | 309.3474 | 0.027996 | 0 | 0 | 0.055992 | 309.5926 | 0.028528 | 0 | 0 | 0.057056 | 309.8378 | 0.02906 | 0 | 0 | 0.05812 | 310.083 | 0.029592 | 0 | 0 | 0.059183 | 310.2465 | 0.029946 | 0 | 0 | 0.059892 | 310.4917 | 0.030478 | 0 | 0 | 0.060956 | 310.7368 | 0.03101 | 0 | 0 | 0.06202 | 310.982 | 0.031542 | 0 | 0 | 0.063083 | 311.1455 | 0.031896 | 0 | 0 | 0.063792 | 311.3907 | 0.032428 | 0 | 0 | 0.064856 | 311.5541 | 0.032783 | 0 | 0 | 0.065565 | 311.7176 | 0.033137 | 0 | 0 | 0.066274 | 311.9628 | 0.033669 | 0 | 0 | 0.067338 | 312.1262 | 0.034023 | 0 | 0 | 0.068047 | 312.3714 | 0.034555 | 0 | 0 | 0.069111 | 312.5349 | 0.03491 | 0 | 0 | 0.06982 | 312.7801 | 0.035442 | 0 | 0 | 0.070883 | 312.9435 | 0.035796 | 0 | 0 | 0.071592 | 312.9435 | 0.035796 | 0 | 0 | 0.071592
2017-12-03 12:00 | 270.8257 | 0.80722 |  | 289.3086 | 0 | 0 | 0 | 0 | 297.8652 | 0.0030912 | 0 | 0 | 0.0061823 | 304.4037 | 0.017273 | 0 | 0 | 0.034546 | 304.5651 | 0.017623 | 0 | 0 | 0.035247 | 304.8073 | 0.018149 | 0 | 0 | 0.036297 | 305.0494 | 0.018674 | 0 | 0 | 0.037348 | 305.2916 | 0.019199 | 0 | 0 | 0.038398 | 305.5338 | 0.019724 | 0 | 0 | 0.039449 | 305.7759 | 0.02025 | 0 | 0 | 0.040499 | 306.0181 | 0.020775 | 0 | 0 | 0.04155 | 306.2603 | 0.0213 | 0 | 0 | 0.0426 | 306.4217 | 0.02165 | 0 | 0 | 0.043301 | 306.6639 | 0.022176 | 0 | 0 | 0.044351 | 306.9061 | 0.022701 | 0 | 0 | 0.045402 | 307.1482 | 0.023226 | 0 | 0 | 0.046452 | 307.3097 | 0.023576 | 0 | 0 | 0.047153 | 307.5518 | 0.024102 | 0 | 0 | 0.048203 | 307.7133 | 0.024452 | 0 | 0 | 0.048903 | 307.8747 | 0.024802 | 0 | 0 | 0.049604 | 308.1169 | 0.025327 | 0 | 0 | 0.050654 | 308.2783 | 0.025677 | 0 | 0 | 0.051355 | 308.5205 | 0.026203 | 0 | 0 | 0.052405 | 308.6819 | 0.026553 | 0 | 0 | 0.053106 | 308.9241 | 0.027078 | 0 | 0 | 0.054156 | 309.0856 | 0.027428 | 0 | 0 | 0.054856 | 309.0856 | 0.027428 | 0 | 0 | 0.054856
2017-12-03 13:00 | 267.6832 | 0.79786 |  | 285.9517 | 0 | 0 | 0 | 0 | 294.4089 | 0 | 0 | 0 | 0 | 300.8716 | 0.0096121 | 0 | 0 | 0.019224 | 301.0311 | 0.0099582 | 0 | 0 | 0.019916 | 301.2705 | 0.010477 | 0 | 0 | 0.020955 | 301.5098 | 0.010997 | 0 | 0 | 0.021993 | 301.7492 | 0.011516 | 0 | 0 | 0.023031 | 301.9886 | 0.012035 | 0 | 0 | 0.02407 | 302.2279 | 0.012554 | 0 | 0 | 0.025108 | 302.4673 | 0.013073 | 0 | 0 | 0.026146 | 302.7066 | 0.013592 | 0 | 0 | 0.027185 | 302.8662 | 0.013938 | 0 | 0 | 0.027877 | 303.1056 | 0.014458 | 0 | 0 | 0.028915 | 303.3449 | 0.014977 | 0 | 0 | 0.029954 | 303.5843 | 0.015496 | 0 | 0 | 0.030992 | 303.7438 | 0.015842 | 0 | 0 | 0.031684 | 303.9832 | 0.016361 | 0 | 0 | 0.032722 | 304.1428 | 0.016707 | 0 | 0 | 0.033415 | 304.3023 | 0.017053 | 0 | 0 | 0.034107 | 304.5417 | 0.017573 | 0 | 0 | 0.035145 | 304.7013 | 0.017919 | 0 | 0 | 0.035837 | 304.9406 | 0.018438 | 0 | 0 | 0.036876 | 305.1002 | 0.018784 | 0 | 0 | 0.037568 | 305.3396 | 0.019303 | 0 | 0 | 0.038606 | 305.4991 | 0.019649 | 0 | 0 | 0.039299 | 305.4991 | 0.019649 | 0 | 0 | 0.039299
2017-12-03 14:00 | 275.5995 | 0.82145 |  | 294.4082 | 0 | 0 | 0 | 0 | 303.1156 | 0.014479 | 0 | 0 | 0.028959 | 309.7694 | 0.028911 | 0 | 0 | 0.057823 | 309.9337 | 0.029268 | 0 | 0 | 0.058535 | 310.1801 | 0.029802 | 0 | 0 | 0.059604 | 310.4265 | 0.030337 | 0 | 0 | 0.060674 | 310.673 | 0.030871 | 0 | 0 | 0.061743 | 310.9194 | 0.031406 | 0 | 0 | 0.062812 | 311.1658 | 0.03194 | 0 | 0 | 0.063881 | 311.4123 | 0.032475 | 0 | 0 | 0.06495 | 311.6587 | 0.033009 | 0 | 0 | 0.066019 | 311.823 | 0.033366 | 0 | 0 | 0.066731 | 312.0694 | 0.0339 | 0 | 0 | 0.0678 | 312.3159 | 0.034435 | 0 | 0 | 0.068869 | 312.5623 | 0.034969 | 0 | 0 | 0.069939 | 312.7266 | 0.035326 | 0 | 0 | 0.070651 | 312.973 | 0.03586 | 0 | 0 | 0.07172 | 313.1373 | 0.036216 | 0 | 0 | 0.072433 | 313.3016 | 0.036573 | 0 | 0 | 0.073146 | 313.548 | 0.037107 | 0 | 0 | 0.074215 | 313.7123 | 0.037464 | 0 | 0 | 0.074927 | 313.9588 | 0.037998 | 0 | 0 | 0.075996 | 314.1231 | 0.038355 | 0 | 0 | 0.076709 | 314.3695 | 0.038889 | 0 | 0 | 0.077778 | 314.5338 | 0.039245 | 0 | 0 | 0.078491 | 314.5338 | 0.039245 | 0 | 0 | 0.078491
2017-12-03 15:00 | 271.9349 | 0.81053 |  | 290.4935 | 0 | 0 | 0 | 0 | 299.0851 | 0.0057372 | 0 | 0 | 0.011474 | 305.6504 | 0.019977 | 0 | 0 | 0.039955 | 305.8125 | 0.020329 | 0 | 0 | 0.040658 | 306.0556 | 0.020856 | 0 | 0 | 0.041713 | 306.2988 | 0.021384 | 0 | 0 | 0.042767 | 306.542 | 0.021911 | 0 | 0 | 0.043822 | 306.7851 | 0.022439 | 0 | 0 | 0.044877 | 307.0283 | 0.022966 | 0 | 0 | 0.045932 | 307.2714 | 0.023493 | 0 | 0 | 0.046987 | 307.5146 | 0.024021 | 0 | 0 | 0.048042 | 307.6767 | 0.024372 | 0 | 0 | 0.048745 | 307.9199 | 0.0249 | 0 | 0 | 0.0498 | 308.163 | 0.025427 | 0 | 0 | 0.050854 | 308.4062 | 0.025955 | 0 | 0 | 0.051909 | 308.5683 | 0.026306 | 0 | 0 | 0.052612 | 308.8114 | 0.026834 | 0 | 0 | 0.053667 | 308.9735 | 0.027185 | 0 | 0 | 0.054371 | 309.1357 | 0.027537 | 0 | 0 | 0.055074 | 309.3788 | 0.028064 | 0 | 0 | 0.056129 | 309.5409 | 0.028416 | 0 | 0 | 0.056832 | 309.7841 | 0.028943 | 0 | 0 | 0.057887 | 309.9462 | 0.029295 | 0 | 0 | 0.05859 | 310.1893 | 0.029822 | 0 | 0 | 0.059645 | 310.3514 | 0.030174 | 0 | 0 | 0.060348 | 310.3514 | 0.030174 | 0 | 0 | 0.060348
2017-12-03 16:00 | 263.6551 | 0.78585 |  | 281.6486 | 0 | 0 | 0 | 0 | 289.9786 | 0 | 0 | 0 | 0 | 296.344 | 0 | 0 | 0 | 0 | 296.5012 | 0.00013265 | 0 | 0 | 0.0002653 | 296.7369 | 0.000644 | 0 | 0 | 0.001288 | 296.9727 | 0.0011554 | 0 | 0 | 0.0023107 | 297.2084 | 0.0016667 | 0 | 0 | 0.0033334 | 297.4442 | 0.0021781 | 0 | 0 | 0.0043561 | 297.6799 | 0.0026894 | 0 | 0 | 0.0053788 | 297.9157 | 0.0032008 | 0 | 0 | 0.0064015 | 298.1514 | 0.0037121 | 0 | 0 | 0.0074242 | 298.3086 | 0.004053 | 0 | 0 | 0.008106 | 298.5444 | 0.0045644 | 0 | 0 | 0.0091287 | 298.7801 | 0.0050757 | 0 | 0 | 0.010151 | 299.0159 | 0.0055871 | 0 | 0 | 0.011174 | 299.173 | 0.005928 | 0 | 0 | 0.011856 | 299.4088 | 0.0064393 | 0 | 0 | 0.012879 | 299.566 | 0.0067802 | 0 | 0 | 0.01356 | 299.7231 | 0.0071211 | 0 | 0 | 0.014242 | 299.9589 | 0.0076325 | 0 | 0 | 0.015265 | 300.1161 | 0.0079734 | 0 | 0 | 0.015947 | 300.3518 | 0.0084847 | 0 | 0 | 0.016969 | 300.509 | 0.0088256 | 0 | 0 | 0.017651 | 300.7447 | 0.009337 | 0 | 0 | 0.018674 | 300.9019 | 0.0096779 | 0 | 0 | 0.019356 | 300.9019 | 0.0096779 | 0 | 0 | 0.019356
2017-12-03 17:00 | 266.9056 | 0.79554 |  | 285.1209 | 0 | 0 | 0 | 0 | 293.5536 | 0 | 0 | 0 | 0 | 299.9975 | 0.0077162 | 0 | 0 | 0.015432 | 300.1566 | 0.0080613 | 0 | 0 | 0.016123 | 300.3952 | 0.0085789 | 0 | 0 | 0.017158 | 300.6339 | 0.0090966 | 0 | 0 | 0.018193 | 300.8726 | 0.0096142 | 0 | 0 | 0.019228 | 301.1112 | 0.010132 | 0 | 0 | 0.020264 | 301.3499 | 0.01065 | 0 | 0 | 0.021299 | 301.5886 | 0.011167 | 0 | 0 | 0.022334 | 301.8272 | 0.011685 | 0 | 0 | 0.02337 | 301.9863 | 0.01203 | 0 | 0 | 0.02406 | 302.225 | 0.012548 | 0 | 0 | 0.025095 | 302.4636 | 0.013065 | 0 | 0 | 0.026131 | 302.7023 | 0.013583 | 0 | 0 | 0.027166 | 302.8614 | 0.013928 | 0 | 0 | 0.027856 | 303.1001 | 0.014446 | 0 | 0 | 0.028891 | 303.2592 | 0.014791 | 0 | 0 | 0.029582 | 303.4183 | 0.015136 | 0 | 0 | 0.030272 | 303.6569 | 0.015654 | 0 | 0 | 0.031307 | 303.8161 | 0.015999 | 0 | 0 | 0.031997 | 304.0547 | 0.016516 | 0 | 0 | 0.033033 | 304.2138 | 0.016861 | 0 | 0 | 0.033723 | 304.4525 | 0.017379 | 0 | 0 | 0.034758 | 304.6116 | 0.017724 | 0 | 0 | 0.035448 | 304.6116 | 0.017724 | 0 | 0 | 0.035448
2017-12-03 18:00 | 262.9215 | 0.78366 |  | 280.865 | 0 | 0 | 0 | 0 | 289.1718 | 0 | 0 | 0 | 0 | 295.5195 | 0 | 0 | 0 | 0 | 295.6762 | 0 | 0 | 0 | 0 | 295.9113 | 0 | 0 | 0 | 0 | 296.1464 | 0 | 0 | 0 | 0 | 296.3815 | 0 | 0 | 0 | 0 | 296.6166 | 0.00038302 | 0 | 0 | 0.00076603 | 296.8517 | 0.00089295 | 0 | 0 | 0.0017859 | 297.0868 | 0.0014029 | 0 | 0 | 0.0028058 | 297.3219 | 0.0019128 | 0 | 0 | 0.0038256 | 297.4786 | 0.0022528 | 0 | 0 | 0.0045055 | 297.7137 | 0.0027627 | 0 | 0 | 0.0055254 | 297.9488 | 0.0032726 | 0 | 0 | 0.0065452 | 298.1839 | 0.0037825 | 0 | 0 | 0.0075651 | 298.3406 | 0.0041225 | 0 | 0 | 0.008245 | 298.5757 | 0.0046324 | 0 | 0 | 0.0092649 | 298.7325 | 0.0049724 | 0 | 0 | 0.0099448 | 298.8892 | 0.0053123 | 0 | 0 | 0.010625 | 299.1243 | 0.0058223 | 0 | 0 | 0.011645 | 299.281 | 0.0061622 | 0 | 0 | 0.012324 | 299.5161 | 0.0066721 | 0 | 0 | 0.013344 | 299.6729 | 0.0070121 | 0 | 0 | 0.014024 | 299.908 | 0.007522 | 0 | 0 | 0.015044 | 300.0647 | 0.007862 | 0 | 0 | 0.015724 | 300.0647 | 0.007862 | 0 | 0 | 0.015724
2017-12-03 19:00 | 262.6908 | 0.78298 |  | 280.6185 | 0 | 0 | 0 | 0 | 288.9181 | 0 | 0 | 0 | 0 | 295.2602 | 0 | 0 | 0 | 0 | 295.4168 | 0 | 0 | 0 | 0 | 295.6517 | 0 | 0 | 0 | 0 | 295.8866 | 0 | 0 | 0 | 0 | 296.1215 | 0 | 0 | 0 | 0 | 296.3563 | 0 | 0 | 0 | 0 | 296.5912 | 0.00032803 | 0 | 0 | 0.00065607 | 296.8261 | 0.00083752 | 0 | 0 | 0.001675 | 297.061 | 0.001347 | 0 | 0 | 0.002694 | 297.2176 | 0.0016867 | 0 | 0 | 0.0033733 | 297.4525 | 0.0021961 | 0 | 0 | 0.0043923 | 297.6874 | 0.0027056 | 0 | 0 | 0.0054112 | 297.9223 | 0.0032151 | 0 | 0 | 0.0064302 | 298.0789 | 0.0035548 | 0 | 0 | 0.0071095 | 298.3138 | 0.0040642 | 0 | 0 | 0.0081285 | 298.4704 | 0.0044039 | 0 | 0 | 0.0088078 | 298.627 | 0.0047435 | 0 | 0 | 0.0094871 | 298.8619 | 0.005253 | 0 | 0 | 0.010506 | 299.0185 | 0.0055927 | 0 | 0 | 0.011185 | 299.2534 | 0.0061022 | 0 | 0 | 0.012204 | 299.41 | 0.0064418 | 0 | 0 | 0.012884 | 299.6448 | 0.0069513 | 0 | 0 | 0.013903 | 299.8014 | 0.007291 | 0 | 0 | 0.014582 | 299.8014 | 0.007291 | 0 | 0 | 0.014582
2017-12-03 20:00 | 259.7751 | 0.77429 |  | 277.5038 | 0 | 0 | 0 | 0 | 285.7113 | 0 | 0 | 0 | 0 | 291.983 | 0 | 0 | 0 | 0 | 292.1378 | 0 | 0 | 0 | 0 | 292.3701 | 0 | 0 | 0 | 0 | 292.6024 | 0 | 0 | 0 | 0 | 292.8347 | 0 | 0 | 0 | 0 | 293.067 | 0 | 0 | 0 | 0 | 293.2993 | 0 | 0 | 0 | 0 | 293.5316 | 0 | 0 | 0 | 0 | 293.7638 | 0 | 0 | 0 | 0 | 293.9187 | 0 | 0 | 0 | 0 | 294.151 | 0 | 0 | 0 | 0 | 294.3833 | 0 | 0 | 0 | 0 | 294.6156 | 0 | 0 | 0 | 0 | 294.7704 | 0 | 0 | 0 | 0 | 295.0027 | 0 | 0 | 0 | 0 | 295.1576 | 0 | 0 | 0 | 0 | 295.3124 | 0 | 0 | 0 | 0 | 295.5447 | 0 | 0 | 0 | 0 | 295.6996 | 0 | 0 | 0 | 0 | 295.9318 | 0 | 0 | 0 | 0 | 296.0867 | 0 | 0 | 0 | 0 | 296.319 | 0 | 0 | 0 | 0 | 296.4738 | 7.3389e-05 | 0 | 0 | 0.00014678 | 296.4738 | 7.3389e-05 | 0 | 0 | 0.00014678
2017-12-03 21:00 | 270.2367 | 0.80547 |  | 288.6794 | 0 | 0 | 0 | 0 | 297.2173 | 0.001686 | 0 | 0 | 0.003372 | 303.7416 | 0.015837 | 0 | 0 | 0.031674 | 303.9027 | 0.016187 | 0 | 0 | 0.032373 | 304.1443 | 0.016711 | 0 | 0 | 0.033421 | 304.386 | 0.017235 | 0 | 0 | 0.03447 | 304.6276 | 0.017759 | 0 | 0 | 0.035518 | 304.8693 | 0.018283 | 0 | 0 | 0.036566 | 305.1109 | 0.018807 | 0 | 0 | 0.037614 | 305.3525 | 0.019331 | 0 | 0 | 0.038663 | 305.5942 | 0.019855 | 0 | 0 | 0.039711 | 305.7553 | 0.020205 | 0 | 0 | 0.04041 | 305.9969 | 0.020729 | 0 | 0 | 0.041458 | 306.2385 | 0.021253 | 0 | 0 | 0.042506 | 306.4802 | 0.021777 | 0 | 0 | 0.043554 | 306.6413 | 0.022127 | 0 | 0 | 0.044253 | 306.8829 | 0.022651 | 0 | 0 | 0.045301 | 307.044 | 0.023 | 0 | 0 | 0.046 | 307.2051 | 0.02335 | 0 | 0 | 0.046699 | 307.4467 | 0.023874 | 0 | 0 | 0.047747 | 307.6078 | 0.024223 | 0 | 0 | 0.048446 | 307.8495 | 0.024747 | 0 | 0 | 0.049494 | 308.0106 | 0.025097 | 0 | 0 | 0.050193 | 308.2522 | 0.025621 | 0 | 0 | 0.051241 | 308.4133 | 0.02597 | 0 | 0 | 0.05194 | 308.4133 | 0.02597 | 0 | 0 | 0.05194
2017-12-03 22:00 | 269.1515 | 0.80223 |  | 287.5202 | 0 | 0 | 0 | 0 | 296.0238 | 0 | 0 | 0 | 0 | 302.5219 | 0.013192 | 0 | 0 | 0.026383 | 302.6823 | 0.01354 | 0 | 0 | 0.027079 | 302.923 | 0.014062 | 0 | 0 | 0.028123 | 303.1637 | 0.014584 | 0 | 0 | 0.029167 | 303.4044 | 0.015106 | 0 | 0 | 0.030211 | 303.645 | 0.015628 | 0 | 0 | 0.031255 | 303.8857 | 0.01615 | 0 | 0 | 0.032299 | 304.1264 | 0.016672 | 0 | 0 | 0.033343 | 304.367 | 0.017194 | 0 | 0 | 0.034387 | 304.5275 | 0.017542 | 0 | 0 | 0.035083 | 304.7682 | 0.018064 | 0 | 0 | 0.036128 | 305.0088 | 0.018586 | 0 | 0 | 0.037172 | 305.2495 | 0.019108 | 0 | 0 | 0.038216 | 305.4099 | 0.019456 | 0 | 0 | 0.038912 | 305.6506 | 0.019978 | 0 | 0 | 0.039956 | 305.8111 | 0.020326 | 0 | 0 | 0.040652 | 305.9715 | 0.020674 | 0 | 0 | 0.041348 | 306.2122 | 0.021196 | 0 | 0 | 0.042392 | 306.3726 | 0.021544 | 0 | 0 | 0.043088 | 306.6133 | 0.022066 | 0 | 0 | 0.044132 | 306.7737 | 0.022414 | 0 | 0 | 0.044828 | 307.0144 | 0.022936 | 0 | 0 | 0.045872 | 307.1748 | 0.023284 | 0 | 0 | 0.046568 | 307.1748 | 0.023284 | 0 | 0 | 0.046568
2017-12-03 23:00 | 274.3294 | 0.81767 |  | 293.0514 | 0 | 0 | 0 | 0 | 301.7187 | 0.011449 | 0 | 0 | 0.022899 | 308.3418 | 0.025815 | 0 | 0 | 0.05163 | 308.5053 | 0.02617 | 0 | 0 | 0.052339 | 308.7506 | 0.026702 | 0 | 0 | 0.053403 | 308.9959 | 0.027234 | 0 | 0 | 0.054467 | 309.2412 | 0.027766 | 0 | 0 | 0.055532 | 309.4865 | 0.028298 | 0 | 0 | 0.056596 | 309.7318 | 0.02883 | 0 | 0 | 0.05766 | 309.9771 | 0.029362 | 0 | 0 | 0.058724 | 310.2224 | 0.029894 | 0 | 0 | 0.059788 | 310.3859 | 0.030249 | 0 | 0 | 0.060497 | 310.6312 | 0.030781 | 0 | 0 | 0.061562 | 310.8765 | 0.031313 | 0 | 0 | 0.062626 | 311.1218 | 0.031845 | 0 | 0 | 0.06369 | 311.2854 | 0.0322 | 0 | 0 | 0.064399 | 311.5307 | 0.032732 | 0 | 0 | 0.065463 | 311.6942 | 0.033086 | 0 | 0 | 0.066173 | 311.8577 | 0.033441 | 0 | 0 | 0.066882 | 312.103 | 0.033973 | 0 | 0 | 0.067946 | 312.2666 | 0.034328 | 0 | 0 | 0.068656 | 312.5119 | 0.03486 | 0 | 0 | 0.06972 | 312.6754 | 0.035215 | 0 | 0 | 0.070429 | 312.9207 | 0.035747 | 0 | 0 | 0.071493 | 313.0842 | 0.036101 | 0 | 0 | 0.072203 | 313.0842 | 0.036101 | 0 | 0 | 0.072203
2017-12-04 | 270.7411 | 0.80697 |  | 289.2182 | 0 | 0 | 0 | 0 | 297.7721 | 0.0028893 | 0 | 0 | 0.0057785 | 304.3085 | 0.017067 | 0 | 0 | 0.034134 | 304.4699 | 0.017417 | 0 | 0 | 0.034834 | 304.712 | 0.017942 | 0 | 0 | 0.035884 | 304.9541 | 0.018467 | 0 | 0 | 0.036934 | 305.1962 | 0.018992 | 0 | 0 | 0.037984 | 305.4383 | 0.019517 | 0 | 0 | 0.039035 | 305.6804 | 0.020042 | 0 | 0 | 0.040085 | 305.9225 | 0.020567 | 0 | 0 | 0.041135 | 306.1646 | 0.021093 | 0 | 0 | 0.042185 | 306.326 | 0.021443 | 0 | 0 | 0.042885 | 306.5681 | 0.021968 | 0 | 0 | 0.043935 | 306.8101 | 0.022493 | 0 | 0 | 0.044986 | 307.0522 | 0.023018 | 0 | 0 | 0.046036 | 307.2136 | 0.023368 | 0 | 0 | 0.046736 | 307.4557 | 0.023893 | 0 | 0 | 0.047786 | 307.6171 | 0.024243 | 0 | 0 | 0.048486 | 307.7785 | 0.024593 | 0 | 0 | 0.049186 | 308.0206 | 0.025118 | 0 | 0 | 0.050237 | 308.182 | 0.025468 | 0 | 0 | 0.050937 | 308.4241 | 0.025993 | 0 | 0 | 0.051987 | 308.5855 | 0.026344 | 0 | 0 | 0.052687 | 308.8276 | 0.026869 | 0 | 0 | 0.053737 | 308.989 | 0.027219 | 0 | 0 | 0.054437 | 308.989 | 0.027219 | 0 | 0 | 0.054437
2017-12-04 01:00 | 269.8103 | 0.8042 |  | 288.2239 | 0 | 0 | 0 | 0 | 296.7484 | 0.00066892 | 0 | 0 | 0.0013378 | 303.2624 | 0.014798 | 0 | 0 | 0.029596 | 303.4232 | 0.015147 | 0 | 0 | 0.030293 | 303.6645 | 0.01567 | 0 | 0 | 0.03134 | 303.9057 | 0.016193 | 0 | 0 | 0.032386 | 304.147 | 0.016716 | 0 | 0 | 0.033433 | 304.3883 | 0.01724 | 0 | 0 | 0.03448 | 304.6295 | 0.017763 | 0 | 0 | 0.035526 | 304.8708 | 0.018286 | 0 | 0 | 0.036573 | 305.112 | 0.01881 | 0 | 0 | 0.037619 | 305.2729 | 0.019159 | 0 | 0 | 0.038317 | 305.5141 | 0.019682 | 0 | 0 | 0.039364 | 305.7554 | 0.020205 | 0 | 0 | 0.04041 | 305.9967 | 0.020728 | 0 | 0 | 0.041457 | 306.1575 | 0.021077 | 0 | 0 | 0.042154 | 306.3988 | 0.021601 | 0 | 0 | 0.043201 | 306.5596 | 0.021949 | 0 | 0 | 0.043899 | 306.7204 | 0.022298 | 0 | 0 | 0.044597 | 306.9617 | 0.022822 | 0 | 0 | 0.045643 | 307.1225 | 0.02317 | 0 | 0 | 0.046341 | 307.3638 | 0.023694 | 0 | 0 | 0.047387 | 307.5246 | 0.024043 | 0 | 0 | 0.048085 | 307.7659 | 0.024566 | 0 | 0 | 0.049132 | 307.9267 | 0.024915 | 0 | 0 | 0.049829 | 307.9267 | 0.024915 | 0 | 0 | 0.049829
2017-12-04 02:00 | 270.127 | 0.80514 |  | 288.5622 | 0 | 0 | 0 | 0 | 297.0967 | 0.0014243 | 0 | 0 | 0.0028487 | 303.6183 | 0.01557 | 0 | 0 | 0.03114 | 303.7793 | 0.015919 | 0 | 0 | 0.031838 | 304.0209 | 0.016443 | 0 | 0 | 0.032886 | 304.2624 | 0.016967 | 0 | 0 | 0.033934 | 304.504 | 0.017491 | 0 | 0 | 0.034981 | 304.7455 | 0.018015 | 0 | 0 | 0.036029 | 304.9871 | 0.018539 | 0 | 0 | 0.037077 | 305.2286 | 0.019062 | 0 | 0 | 0.038125 | 305.4701 | 0.019586 | 0 | 0 | 0.039173 | 305.6312 | 0.019936 | 0 | 0 | 0.039871 | 305.8727 | 0.02046 | 0 | 0 | 0.040919 | 306.1142 | 0.020983 | 0 | 0 | 0.041967 | 306.3558 | 0.021507 | 0 | 0 | 0.043015 | 306.5168 | 0.021857 | 0 | 0 | 0.043713 | 306.7584 | 0.022381 | 0 | 0 | 0.044761 | 306.9194 | 0.02273 | 0 | 0 | 0.04546 | 307.0804 | 0.023079 | 0 | 0 | 0.046158 | 307.322 | 0.023603 | 0 | 0 | 0.047206 | 307.483 | 0.023952 | 0 | 0 | 0.047904 | 307.7245 | 0.024476 | 0 | 0 | 0.048952 | 307.8856 | 0.024825 | 0 | 0 | 0.049651 | 308.1271 | 0.025349 | 0 | 0 | 0.050699 | 308.2881 | 0.025699 | 0 | 0 | 0.051397 | 308.2881 | 0.025699 | 0 | 0 | 0.051397
2017-12-04 03:00 | 276.6499 | 0.82458 |  | 295.5302 | 0 | 0 | 0 | 0 | 304.2708 | 0.016985 | 0 | 0 | 0.03397 | 310.9499 | 0.031472 | 0 | 0 | 0.062944 | 311.1148 | 0.03183 | 0 | 0 | 0.063659 | 311.3622 | 0.032366 | 0 | 0 | 0.064733 | 311.6096 | 0.032903 | 0 | 0 | 0.065806 | 311.857 | 0.033439 | 0 | 0 | 0.066879 | 312.1043 | 0.033976 | 0 | 0 | 0.067952 | 312.3517 | 0.034513 | 0 | 0 | 0.069025 | 312.5991 | 0.035049 | 0 | 0 | 0.070098 | 312.8465 | 0.035586 | 0 | 0 | 0.071171 | 313.0114 | 0.035943 | 0 | 0 | 0.071887 | 313.2588 | 0.03648 | 0 | 0 | 0.07296 | 313.5061 | 0.037016 | 0 | 0 | 0.074033 | 313.7535 | 0.037553 | 0 | 0 | 0.075106 | 313.9184 | 0.037911 | 0 | 0 | 0.075821 | 314.1658 | 0.038447 | 0 | 0 | 0.076895 | 314.3307 | 0.038805 | 0 | 0 | 0.07761 | 314.4956 | 0.039163 | 0 | 0 | 0.078325 | 314.743 | 0.039699 | 0 | 0 | 0.079398 | 314.9079 | 0.040057 | 0 | 0 | 0.080114 | 315.1553 | 0.040593 | 0 | 0 | 0.081187 | 315.3202 | 0.040951 | 0 | 0 | 0.081902 | 315.5676 | 0.041488 | 0 | 0 | 0.082975 | 315.7325 | 0.041845 | 0 | 0 | 0.083691 | 315.7325 | 0.041845 | 0 | 0 | 0.083691
2017-12-04 04:00 | 274.5728 | 0.81839 |  | 293.3114 | 0 | 0 | 0 | 0 | 301.9863 | 0.01203 | 0 | 0 | 0.02406 | 308.6153 | 0.026408 | 0 | 0 | 0.052816 | 308.779 | 0.026763 | 0 | 0 | 0.053526 | 309.0245 | 0.027296 | 0 | 0 | 0.054591 | 309.27 | 0.027828 | 0 | 0 | 0.055657 | 309.5155 | 0.028361 | 0 | 0 | 0.056722 | 309.761 | 0.028893 | 0 | 0 | 0.057787 | 310.0066 | 0.029426 | 0 | 0 | 0.058852 | 310.2521 | 0.029958 | 0 | 0 | 0.059917 | 310.4976 | 0.030491 | 0 | 0 | 0.060982 | 310.6613 | 0.030846 | 0 | 0 | 0.061692 | 310.9068 | 0.031378 | 0 | 0 | 0.062757 | 311.1523 | 0.031911 | 0 | 0 | 0.063822 | 311.3978 | 0.032444 | 0 | 0 | 0.064887 | 311.5615 | 0.032799 | 0 | 0 | 0.065597 | 311.807 | 0.033331 | 0 | 0 | 0.066662 | 311.9707 | 0.033686 | 0 | 0 | 0.067372 | 312.1344 | 0.034041 | 0 | 0 | 0.068082 | 312.3799 | 0.034574 | 0 | 0 | 0.069147 | 312.5436 | 0.034929 | 0 | 0 | 0.069857 | 312.7891 | 0.035461 | 0 | 0 | 0.070922 | 312.9528 | 0.035816 | 0 | 0 | 0.071632 | 313.1983 | 0.036349 | 0 | 0 | 0.072697 | 313.362 | 0.036704 | 0 | 0 | 0.073407 | 313.362 | 0.036704 | 0 | 0 | 0.073407
2017-12-04 05:00 | 276.9244 | 0.8254 |  | 295.8234 | 0 | 0 | 0 | 0 | 304.5727 | 0.01764 | 0 | 0 | 0.03528 | 311.2584 | 0.032141 | 0 | 0 | 0.064282 | 311.4235 | 0.032499 | 0 | 0 | 0.064998 | 311.6711 | 0.033036 | 0 | 0 | 0.066073 | 311.9187 | 0.033573 | 0 | 0 | 0.067147 | 312.1664 | 0.03411 | 0 | 0 | 0.068221 | 312.414 | 0.034648 | 0 | 0 | 0.069295 | 312.6616 | 0.035185 | 0 | 0 | 0.070369 | 312.9092 | 0.035722 | 0 | 0 | 0.071443 | 313.1568 | 0.036259 | 0 | 0 | 0.072518 | 313.3219 | 0.036617 | 0 | 0 | 0.073234 | 313.5695 | 0.037154 | 0 | 0 | 0.074308 | 313.8172 | 0.037691 | 0 | 0 | 0.075382 | 314.0648 | 0.038228 | 0 | 0 | 0.076456 | 314.2299 | 0.038586 | 0 | 0 | 0.077172 | 314.4775 | 0.039123 | 0 | 0 | 0.078247 | 314.6426 | 0.039481 | 0 | 0 | 0.078963 | 314.8076 | 0.039839 | 0 | 0 | 0.079679 | 315.0553 | 0.040377 | 0 | 0 | 0.080753 | 315.2203 | 0.040735 | 0 | 0 | 0.081469 | 315.468 | 0.041272 | 0 | 0 | 0.082543 | 315.633 | 0.04163 | 0 | 0 | 0.083259 | 315.8807 | 0.042167 | 0 | 0 | 0.084334 | 316.0457 | 0.042525 | 0 | 0 | 0.08505 | 316.0457 | 0.042525 | 0 | 0 | 0.08505
2017-12-04 06:00 | 285.5703 | 0.85117 |  | 305.0595 | 0.018696 | 0 | 0 | 0.037391 | 314.0819 | 0.038265 | 0 | 0 | 0.076531 | 320.9764 | 0.053219 | 0 | 0 | 0.10644 | 321.1466 | 0.053589 | 0 | 0 | 0.10718 | 321.402 | 0.054142 | 0 | 0 | 0.10828 | 321.6573 | 0.054696 | 0 | 0 | 0.10939 | 321.9127 | 0.05525 | 0 | 0 | 0.1105 | 322.168 | 0.055804 | 0 | 0 | 0.11161 | 322.4234 | 0.056358 | 0 | 0 | 0.11272 | 322.6787 | 0.056912 | 0 | 0 | 0.11382 | 322.9341 | 0.057466 | 0 | 0 | 0.11493 | 323.1043 | 0.057835 | 0 | 0 | 0.11567 | 323.3596 | 0.058389 | 0 | 0 | 0.11678 | 323.615 | 0.058943 | 0 | 0 | 0.11789 | 323.8704 | 0.059496 | 0 | 0 | 0.11899 | 324.0406 | 0.059866 | 0 | 0 | 0.11973 | 324.2959 | 0.06042 | 0 | 0 | 0.12084 | 324.4662 | 0.060789 | 0 | 0 | 0.12158 | 324.6364 | 0.061158 | 0 | 0 | 0.12232 | 324.8918 | 0.061712 | 0 | 0 | 0.12342 | 325.062 | 0.062081 | 0 | 0 | 0.12416 | 325.3173 | 0.062635 | 0 | 0 | 0.12527 | 325.4876 | 0.063004 | 0 | 0 | 0.12601 | 325.7429 | 0.063558 | 0 | 0 | 0.12712 | 325.9132 | 0.063927 | 0 | 0 | 0.12785 | 325.9132 | 0.063927 | 0 | 0 | 0.12785
2017-12-04 07:00 | 286.448 | 0.85379 |  | 305.997 | 0.020729 | 0 | 0 | 0.041458 | 315.0471 | 0.040359 | 0 | 0 | 0.080718 | 321.9628 | 0.055359 | 0 | 0 | 0.11072 | 322.1336 | 0.055729 | 0 | 0 | 0.11146 | 322.3897 | 0.056285 | 0 | 0 | 0.11257 | 322.6458 | 0.05684 | 0 | 0 | 0.11368 | 322.902 | 0.057396 | 0 | 0 | 0.11479 | 323.1581 | 0.057952 | 0 | 0 | 0.1159 | 323.4143 | 0.058507 | 0 | 0 | 0.11701 | 323.6704 | 0.059063 | 0 | 0 | 0.11813 | 323.9265 | 0.059618 | 0 | 0 | 0.11924 | 324.0973 | 0.059989 | 0 | 0 | 0.11998 | 324.3534 | 0.060544 | 0 | 0 | 0.12109 | 324.6096 | 0.0611 | 0 | 0 | 0.1222 | 324.8657 | 0.061655 | 0 | 0 | 0.12331 | 325.0364 | 0.062026 | 0 | 0 | 0.12405 | 325.2926 | 0.062581 | 0 | 0 | 0.12516 | 325.4633 | 0.062952 | 0 | 0 | 0.1259 | 325.6341 | 0.063322 | 0 | 0 | 0.12664 | 325.8902 | 0.063878 | 0 | 0 | 0.12776 | 326.061 | 0.064248 | 0 | 0 | 0.1285 | 326.3171 | 0.064803 | 0 | 0 | 0.12961 | 326.4879 | 0.065174 | 0 | 0 | 0.13035 | 326.744 | 0.065729 | 0 | 0 | 0.13146 | 326.9148 | 0.0661 | 0 | 0 | 0.1322 | 326.9148 | 0.0661 | 0 | 0 | 0.1322
2017-12-04 08:00 | 281.9735 | 0.84045 |  | 301.2172 | 0.010362 | 0 | 0 | 0.020723 | 310.126 | 0.029685 | 0 | 0 | 0.05937 | 316.9336 | 0.044451 | 0 | 0 | 0.088901 | 317.1017 | 0.044815 | 0 | 0 | 0.08963 | 317.3538 | 0.045362 | 0 | 0 | 0.090724 | 317.606 | 0.045909 | 0 | 0 | 0.091818 | 317.8581 | 0.046456 | 0 | 0 | 0.092912 | 318.1102 | 0.047003 | 0 | 0 | 0.094005 | 318.3624 | 0.04755 | 0 | 0 | 0.095099 | 318.6145 | 0.048096 | 0 | 0 | 0.096193 | 318.8666 | 0.048643 | 0 | 0 | 0.097287 | 319.0347 | 0.049008 | 0 | 0 | 0.098016 | 319.2869 | 0.049555 | 0 | 0 | 0.09911 | 319.539 | 0.050102 | 0 | 0 | 0.1002 | 319.7911 | 0.050649 | 0 | 0 | 0.1013 | 319.9592 | 0.051013 | 0 | 0 | 0.10203 | 320.2114 | 0.05156 | 0 | 0 | 0.10312 | 320.3794 | 0.051925 | 0 | 0 | 0.10385 | 320.5475 | 0.052289 | 0 | 0 | 0.10458 | 320.7997 | 0.052836 | 0 | 0 | 0.10567 | 320.9678 | 0.053201 | 0 | 0 | 0.1064 | 321.2199 | 0.053748 | 0 | 0 | 0.1075 | 321.388 | 0.054112 | 0 | 0 | 0.10822 | 321.6401 | 0.054659 | 0 | 0 | 0.10932 | 321.8082 | 0.055024 | 0 | 0 | 0.11005 | 321.8082 | 0.055024 | 0 | 0 | 0.11005
2017-12-04 09:00 | 289.7412 | 0.8636 |  | 309.515 | 0.02836 | 0 | 0 | 0.056719 | 318.6692 | 0.048215 | 0 | 0 | 0.09643 | 325.6644 | 0.063388 | 0 | 0 | 0.12678 | 325.8371 | 0.063762 | 0 | 0 | 0.12752 | 326.0962 | 0.064324 | 0 | 0 | 0.12865 | 326.3553 | 0.064886 | 0 | 0 | 0.12977 | 326.6143 | 0.065448 | 0 | 0 | 0.1309 | 326.8734 | 0.06601 | 0 | 0 | 0.13202 | 327.1325 | 0.066572 | 0 | 0 | 0.13314 | 327.3916 | 0.067134 | 0 | 0 | 0.13427 | 327.6507 | 0.067696 | 0 | 0 | 0.13539 | 327.8234 | 0.068071 | 0 | 0 | 0.13614 | 328.0825 | 0.068632 | 0 | 0 | 0.13726 | 328.3415 | 0.069194 | 0 | 0 | 0.13839 | 328.6006 | 0.069756 | 0 | 0 | 0.13951 | 328.7733 | 0.070131 | 0 | 0 | 0.14026 | 329.0324 | 0.070693 | 0 | 0 | 0.14139 | 329.2051 | 0.071068 | 0 | 0 | 0.14214 | 329.3779 | 0.071442 | 0 | 0 | 0.14288 | 329.6369 | 0.072004 | 0 | 0 | 0.14401 | 329.8097 | 0.072379 | 0 | 0 | 0.14476 | 330.0687 | 0.072941 | 0 | 0 | 0.14588 | 330.2415 | 0.073315 | 0 | 0 | 0.14663 | 330.5005 | 0.073877 | 0 | 0 | 0.14775 | 330.6733 | 0.074252 | 0 | 0 | 0.1485 | 330.6733 | 0.074252 | 0 | 0 | 0.1485
2017-12-04 10:00 | 290.5643 | 0.86606 |  | 310.3943 | 0.030267 | 0 | 0 | 0.060534 | 319.5745 | 0.050179 | 0 | 0 | 0.10036 | 326.5895 | 0.065394 | 0 | 0 | 0.13079 | 326.7627 | 0.06577 | 0 | 0 | 0.13154 | 327.0226 | 0.066334 | 0 | 0 | 0.13267 | 327.2824 | 0.066897 | 0 | 0 | 0.13379 | 327.5422 | 0.067461 | 0 | 0 | 0.13492 | 327.802 | 0.068024 | 0 | 0 | 0.13605 | 328.0618 | 0.068588 | 0 | 0 | 0.13718 | 328.3216 | 0.069151 | 0 | 0 | 0.1383 | 328.5815 | 0.069715 | 0 | 0 | 0.13943 | 328.7547 | 0.070091 | 0 | 0 | 0.14018 | 329.0145 | 0.070654 | 0 | 0 | 0.14131 | 329.2743 | 0.071218 | 0 | 0 | 0.14244 | 329.5341 | 0.071781 | 0 | 0 | 0.14356 | 329.7073 | 0.072157 | 0 | 0 | 0.14431 | 329.9671 | 0.07272 | 0 | 0 | 0.14544 | 330.1404 | 0.073096 | 0 | 0 | 0.14619 | 330.3136 | 0.073472 | 0 | 0 | 0.14694 | 330.5734 | 0.074035 | 0 | 0 | 0.14807 | 330.7466 | 0.074411 | 0 | 0 | 0.14882 | 331.0064 | 0.074975 | 0 | 0 | 0.14995 | 331.1796 | 0.07535 | 0 | 0 | 0.1507 | 331.4394 | 0.075914 | 0 | 0 | 0.15183 | 331.6127 | 0.076289 | 0 | 0 | 0.15258 | 331.6127 | 0.076289 | 0 | 0 | 0.15258
2017-12-04 11:00 | 283.879 | 0.84613 |  | 303.2527 | 0.014777 | 0 | 0 | 0.029554 | 312.2217 | 0.03423 | 0 | 0 | 0.068461 | 319.0753 | 0.049096 | 0 | 0 | 0.098192 | 319.2446 | 0.049463 | 0 | 0 | 0.098926 | 319.4984 | 0.050014 | 0 | 0 | 0.10003 | 319.7522 | 0.050564 | 0 | 0 | 0.10113 | 320.0061 | 0.051115 | 0 | 0 | 0.10223 | 320.2599 | 0.051665 | 0 | 0 | 0.10333 | 320.5138 | 0.052216 | 0 | 0 | 0.10443 | 320.7676 | 0.052767 | 0 | 0 | 0.10553 | 321.0214 | 0.053317 | 0 | 0 | 0.10663 | 321.1907 | 0.053684 | 0 | 0 | 0.10737 | 321.4445 | 0.054235 | 0 | 0 | 0.10847 | 321.6983 | 0.054785 | 0 | 0 | 0.10957 | 321.9522 | 0.055336 | 0 | 0 | 0.11067 | 322.1214 | 0.055703 | 0 | 0 | 0.11141 | 322.3752 | 0.056254 | 0 | 0 | 0.11251 | 322.5445 | 0.056621 | 0 | 0 | 0.11324 | 322.7137 | 0.056988 | 0 | 0 | 0.11398 | 322.9675 | 0.057538 | 0 | 0 | 0.11508 | 323.1368 | 0.057905 | 0 | 0 | 0.11581 | 323.3906 | 0.058456 | 0 | 0 | 0.11691 | 323.5598 | 0.058823 | 0 | 0 | 0.11765 | 323.8137 | 0.059373 | 0 | 0 | 0.11875 | 323.9829 | 0.059741 | 0 | 0 | 0.11948 | 323.9829 | 0.059741 | 0 | 0 | 0.11948
2017-12-04 12:00 | 278.8962 | 0.83128 |  | 297.9299 | 0.0032316 | 0 | 0 | 0.0064632 | 306.7414 | 0.022344 | 0 | 0 | 0.044688 | 313.4748 | 0.036948 | 0 | 0 | 0.073897 | 313.641 | 0.037309 | 0 | 0 | 0.074618 | 313.8904 | 0.03785 | 0 | 0 | 0.0757 | 314.1398 | 0.038391 | 0 | 0 | 0.076782 | 314.3892 | 0.038932 | 0 | 0 | 0.077864 | 314.6386 | 0.039473 | 0 | 0 | 0.078945 | 314.888 | 0.040014 | 0 | 0 | 0.080027 | 315.1373 | 0.040555 | 0 | 0 | 0.081109 | 315.3867 | 0.041095 | 0 | 0 | 0.082191 | 315.553 | 0.041456 | 0 | 0 | 0.082912 | 315.8024 | 0.041997 | 0 | 0 | 0.083994 | 316.0518 | 0.042538 | 0 | 0 | 0.085076 | 316.3011 | 0.043079 | 0 | 0 | 0.086158 | 316.4674 | 0.043439 | 0 | 0 | 0.086879 | 316.7168 | 0.04398 | 0 | 0 | 0.087961 | 316.883 | 0.044341 | 0 | 0 | 0.088682 | 317.0493 | 0.044702 | 0 | 0 | 0.089403 | 317.2987 | 0.045242 | 0 | 0 | 0.090485 | 317.4649 | 0.045603 | 0 | 0 | 0.091206 | 317.7143 | 0.046144 | 0 | 0 | 0.092288 | 317.8806 | 0.046505 | 0 | 0 | 0.093009 | 318.1299 | 0.047045 | 0 | 0 | 0.094091 | 318.2962 | 0.047406 | 0 | 0 | 0.094812 | 318.2962 | 0.047406 | 0 | 0 | 0.094812
2017-12-04 13:00 | 284.5625 | 0.84817 |  | 303.9829 | 0.016361 | 0 | 0 | 0.032721 | 312.9735 | 0.035861 | 0 | 0 | 0.071722 | 319.8436 | 0.050762 | 0 | 0 | 0.10152 | 320.0132 | 0.05113 | 0 | 0 | 0.10226 | 320.2677 | 0.051682 | 0 | 0 | 0.10336 | 320.5221 | 0.052234 | 0 | 0 | 0.10447 | 320.7766 | 0.052786 | 0 | 0 | 0.10557 | 321.031 | 0.053338 | 0 | 0 | 0.10668 | 321.2855 | 0.05389 | 0 | 0 | 0.10778 | 321.5399 | 0.054442 | 0 | 0 | 0.10888 | 321.7944 | 0.054994 | 0 | 0 | 0.10999 | 321.964 | 0.055362 | 0 | 0 | 0.11072 | 322.2185 | 0.055914 | 0 | 0 | 0.11183 | 322.4729 | 0.056465 | 0 | 0 | 0.11293 | 322.7274 | 0.057017 | 0 | 0 | 0.11403 | 322.897 | 0.057385 | 0 | 0 | 0.11477 | 323.1515 | 0.057937 | 0 | 0 | 0.11587 | 323.3211 | 0.058305 | 0 | 0 | 0.11661 | 323.4907 | 0.058673 | 0 | 0 | 0.11735 | 323.7452 | 0.059225 | 0 | 0 | 0.11845 | 323.9148 | 0.059593 | 0 | 0 | 0.11919 | 324.1693 | 0.060145 | 0 | 0 | 0.12029 | 324.3389 | 0.060513 | 0 | 0 | 0.12103 | 324.5933 | 0.061065 | 0 | 0 | 0.12213 | 324.763 | 0.061433 | 0 | 0 | 0.12287 | 324.763 | 0.061433 | 0 | 0 | 0.12287
2017-12-04 14:00 | 285.2681 | 0.85027 |  | 304.7367 | 0.017995 | 0 | 0 | 0.035991 | 313.7495 | 0.037544 | 0 | 0 | 0.075089 | 320.6367 | 0.052483 | 0 | 0 | 0.10497 | 320.8067 | 0.052851 | 0 | 0 | 0.1057 | 321.0618 | 0.053405 | 0 | 0 | 0.10681 | 321.3169 | 0.053958 | 0 | 0 | 0.10792 | 321.572 | 0.054511 | 0 | 0 | 0.10902 | 321.8271 | 0.055065 | 0 | 0 | 0.11013 | 322.0822 | 0.055618 | 0 | 0 | 0.11124 | 322.3372 | 0.056171 | 0 | 0 | 0.11234 | 322.5923 | 0.056724 | 0 | 0 | 0.11345 | 322.7624 | 0.057093 | 0 | 0 | 0.11419 | 323.0174 | 0.057646 | 0 | 0 | 0.11529 | 323.2725 | 0.0582 | 0 | 0 | 0.1164 | 323.5276 | 0.058753 | 0 | 0 | 0.11751 | 323.6977 | 0.059122 | 0 | 0 | 0.11824 | 323.9527 | 0.059675 | 0 | 0 | 0.11935 | 324.1228 | 0.060044 | 0 | 0 | 0.12009 | 324.2929 | 0.060413 | 0 | 0 | 0.12083 | 324.5479 | 0.060966 | 0 | 0 | 0.12193 | 324.718 | 0.061335 | 0 | 0 | 0.12267 | 324.9731 | 0.061888 | 0 | 0 | 0.12378 | 325.1431 | 0.062257 | 0 | 0 | 0.12451 | 325.3982 | 0.06281 | 0 | 0 | 0.12562 | 325.5683 | 0.063179 | 0 | 0 | 0.12636 | 325.5683 | 0.063179 | 0 | 0 | 0.12636
2017-12-04 15:00 | 277.6438 | 0.82754 |  | 296.592 | 0.00032961 | 0 | 0 | 0.00065922 | 305.3639 | 0.019356 | 0 | 0 | 0.038712 | 312.067 | 0.033895 | 0 | 0 | 0.06779 | 312.2326 | 0.034254 | 0 | 0 | 0.068508 | 312.4808 | 0.034793 | 0 | 0 | 0.069585 | 312.7291 | 0.035331 | 0 | 0 | 0.070662 | 312.9773 | 0.03587 | 0 | 0 | 0.071739 | 313.2256 | 0.036408 | 0 | 0 | 0.072816 | 313.4739 | 0.036946 | 0 | 0 | 0.073893 | 313.7221 | 0.037485 | 0 | 0 | 0.07497 | 313.9704 | 0.038023 | 0 | 0 | 0.076047 | 314.1359 | 0.038382 | 0 | 0 | 0.076765 | 314.3842 | 0.038921 | 0 | 0 | 0.077842 | 314.6324 | 0.039459 | 0 | 0 | 0.078919 | 314.8807 | 0.039998 | 0 | 0 | 0.079996 | 315.0462 | 0.040357 | 0 | 0 | 0.080714 | 315.2945 | 0.040895 | 0 | 0 | 0.081791 | 315.46 | 0.041254 | 0 | 0 | 0.082509 | 315.6255 | 0.041613 | 0 | 0 | 0.083227 | 315.8738 | 0.042152 | 0 | 0 | 0.084304 | 316.0393 | 0.042511 | 0 | 0 | 0.085022 | 316.2875 | 0.043049 | 0 | 0 | 0.086099 | 316.453 | 0.043408 | 0 | 0 | 0.086817 | 316.7013 | 0.043947 | 0 | 0 | 0.087894 | 316.8668 | 0.044306 | 0 | 0 | 0.088611 | 316.8668 | 0.044306 | 0 | 0 | 0.088611
2017-12-04 16:00 | 271.3953 | 0.80892 |  | 289.9171 | 0 | 0 | 0 | 0 | 298.4916 | 0.00445 | 0 | 0 | 0.0089001 | 305.0439 | 0.018662 | 0 | 0 | 0.037324 | 305.2057 | 0.019013 | 0 | 0 | 0.038026 | 305.4484 | 0.019539 | 0 | 0 | 0.039078 | 305.691 | 0.020066 | 0 | 0 | 0.040131 | 305.9337 | 0.020592 | 0 | 0 | 0.041184 | 306.1764 | 0.021118 | 0 | 0 | 0.042236 | 306.4191 | 0.021645 | 0 | 0 | 0.043289 | 306.6617 | 0.022171 | 0 | 0 | 0.044342 | 306.9044 | 0.022697 | 0 | 0 | 0.045395 | 307.0662 | 0.023048 | 0 | 0 | 0.046096 | 307.3089 | 0.023575 | 0 | 0 | 0.047149 | 307.5516 | 0.024101 | 0 | 0 | 0.048202 | 307.7942 | 0.024627 | 0 | 0 | 0.049255 | 307.956 | 0.024978 | 0 | 0 | 0.049956 | 308.1987 | 0.025505 | 0 | 0 | 0.051009 | 308.3605 | 0.025856 | 0 | 0 | 0.051711 | 308.5223 | 0.026206 | 0 | 0 | 0.052413 | 308.7649 | 0.026733 | 0 | 0 | 0.053466 | 308.9267 | 0.027084 | 0 | 0 | 0.054167 | 309.1694 | 0.02761 | 0 | 0 | 0.05522 | 309.3312 | 0.027961 | 0 | 0 | 0.055922 | 309.5739 | 0.028487 | 0 | 0 | 0.056975 | 309.7356 | 0.028838 | 0 | 0 | 0.057676 | 309.7356 | 0.028838 | 0 | 0 | 0.057676
2017-12-04 17:00 | 281.0593 | 0.83772 |  | 300.2406 | 0.0082435 | 0 | 0 | 0.016487 | 309.1205 | 0.027504 | 0 | 0 | 0.055008 | 315.9061 | 0.042222 | 0 | 0 | 0.084444 | 316.0736 | 0.042585 | 0 | 0 | 0.085171 | 316.3249 | 0.04313 | 0 | 0 | 0.086261 | 316.5763 | 0.043676 | 0 | 0 | 0.087351 | 316.8276 | 0.044221 | 0 | 0 | 0.088441 | 317.0789 | 0.044766 | 0 | 0 | 0.089532 | 317.3302 | 0.045311 | 0 | 0 | 0.090622 | 317.5815 | 0.045856 | 0 | 0 | 0.091712 | 317.8328 | 0.046401 | 0 | 0 | 0.092802 | 318.0004 | 0.046764 | 0 | 0 | 0.093529 | 318.2517 | 0.04731 | 0 | 0 | 0.094619 | 318.503 | 0.047855 | 0 | 0 | 0.095709 | 318.7543 | 0.0484 | 0 | 0 | 0.0968 | 318.9219 | 0.048763 | 0 | 0 | 0.097526 | 319.1732 | 0.049308 | 0 | 0 | 0.098617 | 319.3408 | 0.049672 | 0 | 0 | 0.099343 | 319.5083 | 0.050035 | 0 | 0 | 0.10007 | 319.7596 | 0.05058 | 0 | 0 | 0.10116 | 319.9272 | 0.050944 | 0 | 0 | 0.10189 | 320.1785 | 0.051489 | 0 | 0 | 0.10298 | 320.346 | 0.051852 | 0 | 0 | 0.1037 | 320.5973 | 0.052397 | 0 | 0 | 0.10479 | 320.7649 | 0.052761 | 0 | 0 | 0.10552 | 320.7649 | 0.052761 | 0 | 0 | 0.10552
2017-12-04 18:00 | 280.1001 | 0.83487 |  | 299.2159 | 0.006021 | 0 | 0 | 0.012042 | 308.0655 | 0.025216 | 0 | 0 | 0.050432 | 314.8279 | 0.039883 | 0 | 0 | 0.079767 | 314.9949 | 0.040246 | 0 | 0 | 0.080491 | 315.2454 | 0.040789 | 0 | 0 | 0.081578 | 315.4958 | 0.041332 | 0 | 0 | 0.082664 | 315.7463 | 0.041875 | 0 | 0 | 0.083751 | 315.9968 | 0.042419 | 0 | 0 | 0.084837 | 316.2472 | 0.042962 | 0 | 0 | 0.085924 | 316.4977 | 0.043505 | 0 | 0 | 0.08701 | 316.7481 | 0.044048 | 0 | 0 | 0.088097 | 316.9151 | 0.044411 | 0 | 0 | 0.088821 | 317.1656 | 0.044954 | 0 | 0 | 0.089907 | 317.416 | 0.045497 | 0 | 0 | 0.090994 | 317.6665 | 0.04604 | 0 | 0 | 0.09208 | 317.8335 | 0.046402 | 0 | 0 | 0.092805 | 318.0839 | 0.046946 | 0 | 0 | 0.093891 | 318.2509 | 0.047308 | 0 | 0 | 0.094616 | 318.4179 | 0.04767 | 0 | 0 | 0.09534 | 318.6683 | 0.048213 | 0 | 0 | 0.096426 | 318.8353 | 0.048575 | 0 | 0 | 0.097151 | 319.0858 | 0.049119 | 0 | 0 | 0.098237 | 319.2527 | 0.049481 | 0 | 0 | 0.098962 | 319.5032 | 0.050024 | 0 | 0 | 0.10005 | 319.6702 | 0.050386 | 0 | 0 | 0.10077 | 319.6702 | 0.050386 | 0 | 0 | 0.10077
2017-12-04 19:00 | 282.888 | 0.84318 |  | 302.1941 | 0.012481 | 0 | 0 | 0.024961 | 311.1317 | 0.031866 | 0 | 0 | 0.063733 | 317.9615 | 0.04668 | 0 | 0 | 0.09336 | 318.1301 | 0.047046 | 0 | 0 | 0.094092 | 318.383 | 0.047594 | 0 | 0 | 0.095189 | 318.636 | 0.048143 | 0 | 0 | 0.096286 | 318.8889 | 0.048692 | 0 | 0 | 0.097384 | 319.1419 | 0.04924 | 0 | 0 | 0.098481 | 319.3949 | 0.049789 | 0 | 0 | 0.099578 | 319.6478 | 0.050338 | 0 | 0 | 0.10068 | 319.9008 | 0.050886 | 0 | 0 | 0.10177 | 320.0694 | 0.051252 | 0 | 0 | 0.1025 | 320.3223 | 0.051801 | 0 | 0 | 0.1036 | 320.5753 | 0.052349 | 0 | 0 | 0.1047 | 320.8282 | 0.052898 | 0 | 0 | 0.1058 | 320.9969 | 0.053264 | 0 | 0 | 0.10653 | 321.2498 | 0.053813 | 0 | 0 | 0.10763 | 321.4185 | 0.054178 | 0 | 0 | 0.10836 | 321.5871 | 0.054544 | 0 | 0 | 0.10909 | 321.8401 | 0.055093 | 0 | 0 | 0.11019 | 322.0087 | 0.055458 | 0 | 0 | 0.11092 | 322.2616 | 0.056007 | 0 | 0 | 0.11201 | 322.4303 | 0.056373 | 0 | 0 | 0.11275 | 322.6832 | 0.056922 | 0 | 0 | 0.11384 | 322.8519 | 0.057287 | 0 | 0 | 0.11457 | 322.8519 | 0.057287 | 0 | 0 | 0.11457
2017-12-04 20:00 | 278.0477 | 0.82875 |  | 297.0234 | 0.0012654 | 0 | 0 | 0.0025308 | 305.8081 | 0.020319 | 0 | 0 | 0.040639 | 312.521 | 0.03488 | 0 | 0 | 0.069759 | 312.6867 | 0.035239 | 0 | 0 | 0.070478 | 312.9354 | 0.035778 | 0 | 0 | 0.071557 | 313.184 | 0.036318 | 0 | 0 | 0.072635 | 313.4326 | 0.036857 | 0 | 0 | 0.073714 | 313.6812 | 0.037396 | 0 | 0 | 0.074793 | 313.9299 | 0.037936 | 0 | 0 | 0.075871 | 314.1785 | 0.038475 | 0 | 0 | 0.07695 | 314.4271 | 0.039014 | 0 | 0 | 0.078028 | 314.5929 | 0.039374 | 0 | 0 | 0.078747 | 314.8415 | 0.039913 | 0 | 0 | 0.079826 | 315.0901 | 0.040452 | 0 | 0 | 0.080904 | 315.3387 | 0.040991 | 0 | 0 | 0.081983 | 315.5045 | 0.041351 | 0 | 0 | 0.082702 | 315.7531 | 0.04189 | 0 | 0 | 0.08378 | 315.9189 | 0.04225 | 0 | 0 | 0.084499 | 316.0846 | 0.042609 | 0 | 0 | 0.085218 | 316.3332 | 0.043148 | 0 | 0 | 0.086297 | 316.499 | 0.043508 | 0 | 0 | 0.087016 | 316.7476 | 0.044047 | 0 | 0 | 0.088094 | 316.9134 | 0.044407 | 0 | 0 | 0.088813 | 317.162 | 0.044946 | 0 | 0 | 0.089892 | 317.3277 | 0.045306 | 0 | 0 | 0.090611 | 317.3277 | 0.045306 | 0 | 0 | 0.090611
2017-12-04 21:00 | 274.2994 | 0.81758 |  | 293.0193 | 0 | 0 | 0 | 0 | 301.6856 | 0.011378 | 0 | 0 | 0.022756 | 308.308 | 0.025742 | 0 | 0 | 0.051483 | 308.4715 | 0.026096 | 0 | 0 | 0.052193 | 308.7168 | 0.026628 | 0 | 0 | 0.053257 | 308.9621 | 0.02716 | 0 | 0 | 0.054321 | 309.2073 | 0.027692 | 0 | 0 | 0.055385 | 309.4526 | 0.028224 | 0 | 0 | 0.056449 | 309.6979 | 0.028756 | 0 | 0 | 0.057513 | 309.9431 | 0.029288 | 0 | 0 | 0.058577 | 310.1884 | 0.02982 | 0 | 0 | 0.059641 | 310.3519 | 0.030175 | 0 | 0 | 0.06035 | 310.5972 | 0.030707 | 0 | 0 | 0.061414 | 310.8425 | 0.031239 | 0 | 0 | 0.062478 | 311.0877 | 0.031771 | 0 | 0 | 0.063542 | 311.2513 | 0.032126 | 0 | 0 | 0.064251 | 311.4965 | 0.032658 | 0 | 0 | 0.065315 | 311.6601 | 0.033012 | 0 | 0 | 0.066025 | 311.8236 | 0.033367 | 0 | 0 | 0.066734 | 312.0688 | 0.033899 | 0 | 0 | 0.067798 | 312.2324 | 0.034254 | 0 | 0 | 0.068507 | 312.4776 | 0.034786 | 0 | 0 | 0.069571 | 312.6411 | 0.03514 | 0 | 0 | 0.070281 | 312.8864 | 0.035672 | 0 | 0 | 0.071345 | 313.0499 | 0.036027 | 0 | 0 | 0.072054 | 313.0499 | 0.036027 | 0 | 0 | 0.072054
2017-12-04 22:00 | 277.6719 | 0.82763 |  | 296.622 | 0.00039467 | 0 | 0 | 0.00078933 | 305.3948 | 0.019423 | 0 | 0 | 0.038846 | 312.0986 | 0.033964 | 0 | 0 | 0.067927 | 312.2641 | 0.034323 | 0 | 0 | 0.068645 | 312.5124 | 0.034861 | 0 | 0 | 0.069722 | 312.7607 | 0.0354 | 0 | 0 | 0.070799 | 313.009 | 0.035938 | 0 | 0 | 0.071876 | 313.2573 | 0.036477 | 0 | 0 | 0.072953 | 313.5056 | 0.037015 | 0 | 0 | 0.07403 | 313.7539 | 0.037554 | 0 | 0 | 0.075108 | 314.0022 | 0.038092 | 0 | 0 | 0.076185 | 314.1677 | 0.038451 | 0 | 0 | 0.076903 | 314.416 | 0.03899 | 0 | 0 | 0.07798 | 314.6643 | 0.039528 | 0 | 0 | 0.079057 | 314.9125 | 0.040067 | 0 | 0 | 0.080134 | 315.0781 | 0.040426 | 0 | 0 | 0.080852 | 315.3264 | 0.040965 | 0 | 0 | 0.081929 | 315.4919 | 0.041324 | 0 | 0 | 0.082647 | 315.6574 | 0.041683 | 0 | 0 | 0.083365 | 315.9057 | 0.042221 | 0 | 0 | 0.084442 | 316.0712 | 0.04258 | 0 | 0 | 0.08516 | 316.3195 | 0.043119 | 0 | 0 | 0.086237 | 316.485 | 0.043478 | 0 | 0 | 0.086955 | 316.7333 | 0.044016 | 0 | 0 | 0.088032 | 316.8988 | 0.044375 | 0 | 0 | 0.08875 | 316.8988 | 0.044375 | 0 | 0 | 0.08875
2017-12-04 23:00 | 282.0672 | 0.84073 |  | 301.3173 | 0.010579 | 0 | 0 | 0.021158 | 310.229 | 0.029908 | 0 | 0 | 0.059817 | 317.0389 | 0.044679 | 0 | 0 | 0.089358 | 317.2071 | 0.045044 | 0 | 0 | 0.090088 | 317.4593 | 0.045591 | 0 | 0 | 0.091182 | 317.7115 | 0.046138 | 0 | 0 | 0.092276 | 317.9637 | 0.046685 | 0 | 0 | 0.09337 | 318.216 | 0.047232 | 0 | 0 | 0.094464 | 318.4682 | 0.047779 | 0 | 0 | 0.095558 | 318.7204 | 0.048326 | 0 | 0 | 0.096652 | 318.9726 | 0.048873 | 0 | 0 | 0.097747 | 319.1408 | 0.049238 | 0 | 0 | 0.098476 | 319.393 | 0.049785 | 0 | 0 | 0.09957 | 319.6452 | 0.050332 | 0 | 0 | 0.10066 | 319.8974 | 0.050879 | 0 | 0 | 0.10176 | 320.0656 | 0.051244 | 0 | 0 | 0.10249 | 320.3178 | 0.051791 | 0 | 0 | 0.10358 | 320.4859 | 0.052156 | 0 | 0 | 0.10431 | 320.6541 | 0.05252 | 0 | 0 | 0.10504 | 320.9063 | 0.053067 | 0 | 0 | 0.10613 | 321.0744 | 0.053432 | 0 | 0 | 0.10686 | 321.3267 | 0.053979 | 0 | 0 | 0.10796 | 321.4948 | 0.054344 | 0 | 0 | 0.10869 | 321.747 | 0.054891 | 0 | 0 | 0.10978 | 321.9152 | 0.055256 | 0 | 0 | 0.11051 | 321.9152 | 0.055256 | 0 | 0 | 0.11051
2017-12-05 | 284.2931 | 0.84736 |  | 303.6951 | 0.015736 | 0 | 0 | 0.031472 | 312.6771 | 0.035218 | 0 | 0 | 0.070437 | 319.5408 | 0.050106 | 0 | 0 | 0.10021 | 319.7102 | 0.050473 | 0 | 0 | 0.10095 | 319.9644 | 0.051025 | 0 | 0 | 0.10205 | 320.2187 | 0.051576 | 0 | 0 | 0.10315 | 320.4729 | 0.052127 | 0 | 0 | 0.10425 | 320.7271 | 0.052679 | 0 | 0 | 0.10536 | 320.9813 | 0.05323 | 0 | 0 | 0.10646 | 321.2355 | 0.053781 | 0 | 0 | 0.10756 | 321.4897 | 0.054333 | 0 | 0 | 0.10867 | 321.6592 | 0.0547 | 0 | 0 | 0.1094 | 321.9134 | 0.055252 | 0 | 0 | 0.1105 | 322.1676 | 0.055803 | 0 | 0 | 0.11161 | 322.4218 | 0.056355 | 0 | 0 | 0.11271 | 322.5913 | 0.056722 | 0 | 0 | 0.11344 | 322.8455 | 0.057273 | 0 | 0 | 0.11455 | 323.015 | 0.057641 | 0 | 0 | 0.11528 | 323.1844 | 0.058009 | 0 | 0 | 0.11602 | 323.4386 | 0.05856 | 0 | 0 | 0.11712 | 323.6081 | 0.058928 | 0 | 0 | 0.11786 | 323.8623 | 0.059479 | 0 | 0 | 0.11896 | 324.0318 | 0.059847 | 0 | 0 | 0.11969 | 324.286 | 0.060398 | 0 | 0 | 0.1208 | 324.4555 | 0.060766 | 0 | 0 | 0.12153 | 324.4555 | 0.060766 | 0 | 0 | 0.12153
2017-12-05 01:00 | 286.296 | 0.85333 |  | 305.8347 | 0.020377 | 0 | 0 | 0.040754 | 314.88 | 0.039996 | 0 | 0 | 0.079993 | 321.792 | 0.054988 | 0 | 0 | 0.10998 | 321.9627 | 0.055359 | 0 | 0 | 0.11072 | 322.2187 | 0.055914 | 0 | 0 | 0.11183 | 322.4747 | 0.056469 | 0 | 0 | 0.11294 | 322.7307 | 0.057024 | 0 | 0 | 0.11405 | 322.9867 | 0.05758 | 0 | 0 | 0.11516 | 323.2427 | 0.058135 | 0 | 0 | 0.11627 | 323.4987 | 0.05869 | 0 | 0 | 0.11738 | 323.7547 | 0.059245 | 0 | 0 | 0.11849 | 323.9253 | 0.059616 | 0 | 0 | 0.11923 | 324.1813 | 0.060171 | 0 | 0 | 0.12034 | 324.4373 | 0.060726 | 0 | 0 | 0.12145 | 324.6933 | 0.061281 | 0 | 0 | 0.12256 | 324.864 | 0.061652 | 0 | 0 | 0.1233 | 325.12 | 0.062207 | 0 | 0 | 0.12441 | 325.2907 | 0.062577 | 0 | 0 | 0.12515 | 325.4613 | 0.062947 | 0 | 0 | 0.12589 | 325.7173 | 0.063503 | 0 | 0 | 0.12701 | 325.888 | 0.063873 | 0 | 0 | 0.12775 | 326.144 | 0.064428 | 0 | 0 | 0.12886 | 326.3147 | 0.064798 | 0 | 0 | 0.1296 | 326.5707 | 0.065353 | 0 | 0 | 0.13071 | 326.7413 | 0.065724 | 0 | 0 | 0.13145 | 326.7413 | 0.065724 | 0 | 0 | 0.13145
2017-12-05 02:00 | 290.9135 | 0.8671 |  | 310.7672 | 0.031076 | 0 | 0 | 0.062152 | 319.9585 | 0.051012 | 0 | 0 | 0.10202 | 326.9819 | 0.066245 | 0 | 0 | 0.13249 | 327.1554 | 0.066622 | 0 | 0 | 0.13324 | 327.4155 | 0.067186 | 0 | 0 | 0.13437 | 327.6756 | 0.06775 | 0 | 0 | 0.1355 | 327.9357 | 0.068314 | 0 | 0 | 0.13663 | 328.1959 | 0.068878 | 0 | 0 | 0.13776 | 328.456 | 0.069443 | 0 | 0 | 0.13889 | 328.7161 | 0.070007 | 0 | 0 | 0.14001 | 328.9763 | 0.070571 | 0 | 0 | 0.14114 | 329.1497 | 0.070947 | 0 | 0 | 0.14189 | 329.4098 | 0.071512 | 0 | 0 | 0.14302 | 329.6699 | 0.072076 | 0 | 0 | 0.14415 | 329.9301 | 0.07264 | 0 | 0 | 0.14528 | 330.1035 | 0.073016 | 0 | 0 | 0.14603 | 330.3636 | 0.07358 | 0 | 0 | 0.14716 | 330.537 | 0.073956 | 0 | 0 | 0.14791 | 330.7105 | 0.074333 | 0 | 0 | 0.14867 | 330.9706 | 0.074897 | 0 | 0 | 0.14979 | 331.144 | 0.075273 | 0 | 0 | 0.15055 | 331.4041 | 0.075837 | 0 | 0 | 0.15167 | 331.5775 | 0.076213 | 0 | 0 | 0.15243 | 331.8377 | 0.076778 | 0 | 0 | 0.15356 | 332.0111 | 0.077154 | 0 | 0 | 0.15431 | 332.0111 | 0.077154 | 0 | 0 | 0.15431
2017-12-05 03:00 | 290.9916 | 0.86733 |  | 310.8507 | 0.031257 | 0 | 0 | 0.062514 | 320.0444 | 0.051198 | 0 | 0 | 0.1024 | 327.0697 | 0.066436 | 0 | 0 | 0.13287 | 327.2432 | 0.066812 | 0 | 0 | 0.13362 | 327.5034 | 0.067377 | 0 | 0 | 0.13475 | 327.7636 | 0.067941 | 0 | 0 | 0.13588 | 328.0238 | 0.068505 | 0 | 0 | 0.13701 | 328.284 | 0.06907 | 0 | 0 | 0.13814 | 328.5442 | 0.069634 | 0 | 0 | 0.13927 | 328.8044 | 0.070198 | 0 | 0 | 0.1404 | 329.0646 | 0.070763 | 0 | 0 | 0.14153 | 329.2381 | 0.071139 | 0 | 0 | 0.14228 | 329.4983 | 0.071703 | 0 | 0 | 0.14341 | 329.7585 | 0.072268 | 0 | 0 | 0.14454 | 330.0186 | 0.072832 | 0 | 0 | 0.14566 | 330.1921 | 0.073208 | 0 | 0 | 0.14642 | 330.4523 | 0.073773 | 0 | 0 | 0.14755 | 330.6258 | 0.074149 | 0 | 0 | 0.1483 | 330.7992 | 0.074525 | 0 | 0 | 0.14905 | 331.0594 | 0.07509 | 0 | 0 | 0.15018 | 331.2329 | 0.075466 | 0 | 0 | 0.15093 | 331.4931 | 0.07603 | 0 | 0 | 0.15206 | 331.6666 | 0.076406 | 0 | 0 | 0.15281 | 331.9268 | 0.076971 | 0 | 0 | 0.15394 | 332.1002 | 0.077347 | 0 | 0 | 0.15469 | 332.1002 | 0.077347 | 0 | 0 | 0.15469
2017-12-05 04:00 | 294.0084 | 0.87632 |  | 314.0734 | 0.038247 | 0 | 0 | 0.076494 | 323.3624 | 0.058395 | 0 | 0 | 0.11679 | 330.4606 | 0.073791 | 0 | 0 | 0.14758 | 330.6358 | 0.074171 | 0 | 0 | 0.14834 | 330.8987 | 0.074741 | 0 | 0 | 0.14948 | 331.1616 | 0.075311 | 0 | 0 | 0.15062 | 331.4245 | 0.075881 | 0 | 0 | 0.15176 | 331.6874 | 0.076452 | 0 | 0 | 0.1529 | 331.9503 | 0.077022 | 0 | 0 | 0.15404 | 332.2132 | 0.077592 | 0 | 0 | 0.15518 | 332.4761 | 0.078162 | 0 | 0 | 0.15632 | 332.6514 | 0.078542 | 0 | 0 | 0.15708 | 332.9143 | 0.079113 | 0 | 0 | 0.15823 | 333.1772 | 0.079683 | 0 | 0 | 0.15937 | 333.4401 | 0.080253 | 0 | 0 | 0.16051 | 333.6153 | 0.080633 | 0 | 0 | 0.16127 | 333.8782 | 0.081204 | 0 | 0 | 0.16241 | 334.0535 | 0.081584 | 0 | 0 | 0.16317 | 334.2288 | 0.081964 | 0 | 0 | 0.16393 | 334.4916 | 0.082534 | 0 | 0 | 0.16507 | 334.6669 | 0.082914 | 0 | 0 | 0.16583 | 334.9298 | 0.083484 | 0 | 0 | 0.16697 | 335.1051 | 0.083865 | 0 | 0 | 0.16773 | 335.368 | 0.084435 | 0 | 0 | 0.16887 | 335.5432 | 0.084815 | 0 | 0 | 0.16963 | 335.5432 | 0.084815 | 0 | 0 | 0.16963
2017-12-05 05:00 | 297.9518 | 0.88807 |  | 318.2859 | 0.047384 | 0 | 0 | 0.094768 | 327.6995 | 0.067802 | 0 | 0 | 0.1356 | 334.8929 | 0.083404 | 0 | 0 | 0.16681 | 335.0706 | 0.08379 | 0 | 0 | 0.16758 | 335.337 | 0.084368 | 0 | 0 | 0.16874 | 335.6034 | 0.084945 | 0 | 0 | 0.16989 | 335.8698 | 0.085523 | 0 | 0 | 0.17105 | 336.1362 | 0.086101 | 0 | 0 | 0.1722 | 336.4027 | 0.086679 | 0 | 0 | 0.17336 | 336.6691 | 0.087257 | 0 | 0 | 0.17451 | 336.9355 | 0.087835 | 0 | 0 | 0.17567 | 337.1131 | 0.08822 | 0 | 0 | 0.17644 | 337.3795 | 0.088798 | 0 | 0 | 0.1776 | 337.646 | 0.089376 | 0 | 0 | 0.17875 | 337.9124 | 0.089954 | 0 | 0 | 0.17991 | 338.09 | 0.090339 | 0 | 0 | 0.18068 | 338.3564 | 0.090917 | 0 | 0 | 0.18183 | 338.534 | 0.091302 | 0 | 0 | 0.1826 | 338.7117 | 0.091687 | 0 | 0 | 0.18337 | 338.9781 | 0.092265 | 0 | 0 | 0.18453 | 339.1557 | 0.09265 | 0 | 0 | 0.1853 | 339.4221 | 0.093228 | 0 | 0 | 0.18646 | 339.5997 | 0.093613 | 0 | 0 | 0.18723 | 339.8662 | 0.094191 | 0 | 0 | 0.18838 | 340.0438 | 0.094577 | 0 | 0 | 0.18915 | 340.0438 | 0.094577 | 0 | 0 | 0.18915
2017-12-05 06:00 | 301.0069 | 0.89718 |  | 321.5495 | 0.054463 | 0 | 0 | 0.10893 | 331.0596 | 0.07509 | 0 | 0 | 0.15018 | 338.3268 | 0.090852 | 0 | 0 | 0.1817 | 338.5062 | 0.091242 | 0 | 0 | 0.18248 | 338.7754 | 0.091825 | 0 | 0 | 0.18365 | 339.0446 | 0.092409 | 0 | 0 | 0.18482 | 339.3137 | 0.092993 | 0 | 0 | 0.18599 | 339.5829 | 0.093577 | 0 | 0 | 0.18715 | 339.852 | 0.094161 | 0 | 0 | 0.18832 | 340.1212 | 0.094744 | 0 | 0 | 0.18949 | 340.3903 | 0.095328 | 0 | 0 | 0.19066 | 340.5698 | 0.095717 | 0 | 0 | 0.19143 | 340.8389 | 0.096301 | 0 | 0 | 0.1926 | 341.1081 | 0.096885 | 0 | 0 | 0.19377 | 341.3772 | 0.097469 | 0 | 0 | 0.19494 | 341.5567 | 0.097858 | 0 | 0 | 0.19572 | 341.8258 | 0.098442 | 0 | 0 | 0.19688 | 342.0053 | 0.098831 | 0 | 0 | 0.19766 | 342.1847 | 0.09922 | 0 | 0 | 0.19844 | 342.4538 | 0.099804 | 0 | 0 | 0.19961 | 342.6333 | 0.10019 | 0 | 0 | 0.20039 | 342.9024 | 0.10078 | 0 | 0 | 0.20155 | 343.0819 | 0.10117 | 0 | 0 | 0.20233 | 343.351 | 0.10175 | 0 | 0 | 0.2035 | 343.5305 | 0.10214 | 0 | 0 | 0.20428 | 343.5305 | 0.10214 | 0 | 0 | 0.20428
2017-12-05 07:00 | 299.5928 | 0.89297 |  | 320.0389 | 0.051186 | 0 | 0 | 0.10237 | 329.5043 | 0.071717 | 0 | 0 | 0.14343 | 336.7373 | 0.087405 | 0 | 0 | 0.17481 | 336.9159 | 0.087792 | 0 | 0 | 0.17558 | 337.1838 | 0.088373 | 0 | 0 | 0.17675 | 337.4517 | 0.088954 | 0 | 0 | 0.17791 | 337.7196 | 0.089535 | 0 | 0 | 0.17907 | 337.9875 | 0.090117 | 0 | 0 | 0.18023 | 338.2554 | 0.090698 | 0 | 0 | 0.1814 | 338.5233 | 0.091279 | 0 | 0 | 0.18256 | 338.7912 | 0.09186 | 0 | 0 | 0.18372 | 338.9698 | 0.092247 | 0 | 0 | 0.18449 | 339.2376 | 0.092828 | 0 | 0 | 0.18566 | 339.5055 | 0.093409 | 0 | 0 | 0.18682 | 339.7734 | 0.09399 | 0 | 0 | 0.18798 | 339.952 | 0.094378 | 0 | 0 | 0.18876 | 340.2199 | 0.094959 | 0 | 0 | 0.18992 | 340.3985 | 0.095346 | 0 | 0 | 0.19069 | 340.5771 | 0.095733 | 0 | 0 | 0.19147 | 340.845 | 0.096314 | 0 | 0 | 0.19263 | 341.0236 | 0.096702 | 0 | 0 | 0.1934 | 341.2915 | 0.097283 | 0 | 0 | 0.19457 | 341.4701 | 0.09767 | 0 | 0 | 0.19534 | 341.738 | 0.098251 | 0 | 0 | 0.1965 | 341.9165 | 0.098639 | 0 | 0 | 0.19728 | 341.9165 | 0.098639 | 0 | 0 | 0.19728
2017-12-05 08:00 | 294.1739 | 0.87681 |  | 314.2502 | 0.03863 | 0 | 0 | 0.077261 | 323.5445 | 0.05879 | 0 | 0 | 0.11758 | 330.6466 | 0.074194 | 0 | 0 | 0.14839 | 330.822 | 0.074575 | 0 | 0 | 0.14915 | 331.0851 | 0.075145 | 0 | 0 | 0.15029 | 331.3481 | 0.075716 | 0 | 0 | 0.15143 | 331.6111 | 0.076286 | 0 | 0 | 0.15257 | 331.8742 | 0.076857 | 0 | 0 | 0.15371 | 332.1372 | 0.077427 | 0 | 0 | 0.15485 | 332.4003 | 0.077998 | 0 | 0 | 0.156 | 332.6633 | 0.078568 | 0 | 0 | 0.15714 | 332.8387 | 0.078949 | 0 | 0 | 0.1579 | 333.1017 | 0.079519 | 0 | 0 | 0.15904 | 333.3648 | 0.08009 | 0 | 0 | 0.16018 | 333.6278 | 0.08066 | 0 | 0 | 0.16132 | 333.8032 | 0.081041 | 0 | 0 | 0.16208 | 334.0662 | 0.081611 | 0 | 0 | 0.16322 | 334.2416 | 0.081992 | 0 | 0 | 0.16398 | 334.417 | 0.082372 | 0 | 0 | 0.16474 | 334.68 | 0.082943 | 0 | 0 | 0.16589 | 334.8554 | 0.083323 | 0 | 0 | 0.16665 | 335.1184 | 0.083893 | 0 | 0 | 0.16779 | 335.2938 | 0.084274 | 0 | 0 | 0.16855 | 335.5568 | 0.084844 | 0 | 0 | 0.16969 | 335.7322 | 0.085225 | 0 | 0 | 0.17045 | 335.7322 | 0.085225 | 0 | 0 | 0.17045
2017-12-05 09:00 | 286.8864 | 0.85509 |  | 306.4654 | 0.021745 | 0 | 0 | 0.04349 | 315.5294 | 0.041405 | 0 | 0 | 0.08281 | 322.4556 | 0.056428 | 0 | 0 | 0.11286 | 322.6266 | 0.056799 | 0 | 0 | 0.1136 | 322.8832 | 0.057355 | 0 | 0 | 0.11471 | 323.1397 | 0.057912 | 0 | 0 | 0.11582 | 323.3962 | 0.058468 | 0 | 0 | 0.11694 | 323.6528 | 0.059024 | 0 | 0 | 0.11805 | 323.9093 | 0.059581 | 0 | 0 | 0.11916 | 324.1658 | 0.060137 | 0 | 0 | 0.12027 | 324.4223 | 0.060694 | 0 | 0 | 0.12139 | 324.5934 | 0.061065 | 0 | 0 | 0.12213 | 324.8499 | 0.061621 | 0 | 0 | 0.12324 | 325.1064 | 0.062177 | 0 | 0 | 0.12435 | 325.3629 | 0.062734 | 0 | 0 | 0.12547 | 325.534 | 0.063105 | 0 | 0 | 0.12621 | 325.7905 | 0.063661 | 0 | 0 | 0.12732 | 325.9615 | 0.064032 | 0 | 0 | 0.12806 | 326.1325 | 0.064403 | 0 | 0 | 0.12881 | 326.3891 | 0.06496 | 0 | 0 | 0.12992 | 326.5601 | 0.06533 | 0 | 0 | 0.13066 | 326.8166 | 0.065887 | 0 | 0 | 0.13177 | 326.9876 | 0.066258 | 0 | 0 | 0.13252 | 327.2442 | 0.066814 | 0 | 0 | 0.13363 | 327.4152 | 0.067185 | 0 | 0 | 0.13437 | 327.4152 | 0.067185 | 0 | 0 | 0.13437
2017-12-05 10:00 | 289.1775 | 0.86192 |  | 308.9128 | 0.027054 | 0 | 0 | 0.054107 | 318.0492 | 0.04687 | 0 | 0 | 0.093741 | 325.0308 | 0.062013 | 0 | 0 | 0.12403 | 325.2031 | 0.062387 | 0 | 0 | 0.12477 | 325.4617 | 0.062948 | 0 | 0 | 0.1259 | 325.7203 | 0.063509 | 0 | 0 | 0.12702 | 325.9789 | 0.06407 | 0 | 0 | 0.12814 | 326.2375 | 0.064631 | 0 | 0 | 0.12926 | 326.496 | 0.065192 | 0 | 0 | 0.13038 | 326.7546 | 0.065752 | 0 | 0 | 0.1315 | 327.0132 | 0.066313 | 0 | 0 | 0.13263 | 327.1856 | 0.066687 | 0 | 0 | 0.13337 | 327.4441 | 0.067248 | 0 | 0 | 0.1345 | 327.7027 | 0.067809 | 0 | 0 | 0.13562 | 327.9613 | 0.06837 | 0 | 0 | 0.13674 | 328.1337 | 0.068744 | 0 | 0 | 0.13749 | 328.3923 | 0.069304 | 0 | 0 | 0.13861 | 328.5646 | 0.069678 | 0 | 0 | 0.13936 | 328.737 | 0.070052 | 0 | 0 | 0.1401 | 328.9956 | 0.070613 | 0 | 0 | 0.14123 | 329.168 | 0.070987 | 0 | 0 | 0.14197 | 329.4266 | 0.071548 | 0 | 0 | 0.1431 | 329.5989 | 0.071922 | 0 | 0 | 0.14384 | 329.8575 | 0.072483 | 0 | 0 | 0.14497 | 330.0299 | 0.072857 | 0 | 0 | 0.14571 | 330.0299 | 0.072857 | 0 | 0 | 0.14571
2017-12-05 11:00 | 296.5546 | 0.88391 |  | 316.7934 | 0.044147 | 0 | 0 | 0.088293 | 326.1628 | 0.064469 | 0 | 0 | 0.12894 | 333.3225 | 0.079998 | 0 | 0 | 0.16 | 333.4993 | 0.080382 | 0 | 0 | 0.16076 | 333.7645 | 0.080957 | 0 | 0 | 0.16191 | 334.0296 | 0.081532 | 0 | 0 | 0.16306 | 334.2948 | 0.082107 | 0 | 0 | 0.16421 | 334.56 | 0.082682 | 0 | 0 | 0.16536 | 334.8252 | 0.083257 | 0 | 0 | 0.16651 | 335.0903 | 0.083833 | 0 | 0 | 0.16767 | 335.3555 | 0.084408 | 0 | 0 | 0.16882 | 335.5323 | 0.084791 | 0 | 0 | 0.16958 | 335.7975 | 0.085366 | 0 | 0 | 0.17073 | 336.0626 | 0.085942 | 0 | 0 | 0.17188 | 336.3278 | 0.086517 | 0 | 0 | 0.17303 | 336.5046 | 0.0869 | 0 | 0 | 0.1738 | 336.7698 | 0.087475 | 0 | 0 | 0.17495 | 336.9465 | 0.087859 | 0 | 0 | 0.17572 | 337.1233 | 0.088242 | 0 | 0 | 0.17648 | 337.3885 | 0.088817 | 0 | 0 | 0.17763 | 337.5653 | 0.089201 | 0 | 0 | 0.1784 | 337.8305 | 0.089776 | 0 | 0 | 0.17955 | 338.0072 | 0.090159 | 0 | 0 | 0.18032 | 338.2724 | 0.090735 | 0 | 0 | 0.18147 | 338.4492 | 0.091118 | 0 | 0 | 0.18224 | 338.4492 | 0.091118 | 0 | 0 | 0.18224
2017-12-05 12:00 | 292.3598 | 0.87141 |  | 312.3123 | 0.034427 | 0 | 0 | 0.068854 | 321.5492 | 0.054462 | 0 | 0 | 0.10892 | 328.6076 | 0.069772 | 0 | 0 | 0.13954 | 328.7819 | 0.07015 | 0 | 0 | 0.1403 | 329.0433 | 0.070717 | 0 | 0 | 0.14143 | 329.3048 | 0.071284 | 0 | 0 | 0.14257 | 329.5662 | 0.071851 | 0 | 0 | 0.1437 | 329.8276 | 0.072418 | 0 | 0 | 0.14484 | 330.089 | 0.072985 | 0 | 0 | 0.14597 | 330.3504 | 0.073552 | 0 | 0 | 0.1471 | 330.6119 | 0.074119 | 0 | 0 | 0.14824 | 330.7861 | 0.074497 | 0 | 0 | 0.14899 | 331.0476 | 0.075064 | 0 | 0 | 0.15013 | 331.309 | 0.075631 | 0 | 0 | 0.15126 | 331.5704 | 0.076198 | 0 | 0 | 0.1524 | 331.7447 | 0.076576 | 0 | 0 | 0.15315 | 332.0061 | 0.077143 | 0 | 0 | 0.15429 | 332.1804 | 0.077521 | 0 | 0 | 0.15504 | 332.3547 | 0.077899 | 0 | 0 | 0.1558 | 332.6161 | 0.078466 | 0 | 0 | 0.15693 | 332.7904 | 0.078844 | 0 | 0 | 0.15769 | 333.0518 | 0.079411 | 0 | 0 | 0.15882 | 333.2261 | 0.079789 | 0 | 0 | 0.15958 | 333.4875 | 0.080356 | 0 | 0 | 0.16071 | 333.6618 | 0.080734 | 0 | 0 | 0.16147 | 333.6618 | 0.080734 | 0 | 0 | 0.16147
2017-12-05 13:00 | 287.0886 | 0.8557 |  | 306.6814 | 0.022214 | 0 | 0 | 0.044427 | 315.7517 | 0.041887 | 0 | 0 | 0.083774 | 322.6829 | 0.056921 | 0 | 0 | 0.11384 | 322.854 | 0.057292 | 0 | 0 | 0.11458 | 323.1107 | 0.057849 | 0 | 0 | 0.1157 | 323.3674 | 0.058406 | 0 | 0 | 0.11681 | 323.6241 | 0.058962 | 0 | 0 | 0.11792 | 323.8808 | 0.059519 | 0 | 0 | 0.11904 | 324.1375 | 0.060076 | 0 | 0 | 0.12015 | 324.3943 | 0.060633 | 0 | 0 | 0.12127 | 324.651 | 0.06119 | 0 | 0 | 0.12238 | 324.8221 | 0.061561 | 0 | 0 | 0.12312 | 325.0788 | 0.062118 | 0 | 0 | 0.12424 | 325.3355 | 0.062674 | 0 | 0 | 0.12535 | 325.5922 | 0.063231 | 0 | 0 | 0.12646 | 325.7634 | 0.063602 | 0 | 0 | 0.1272 | 326.0201 | 0.064159 | 0 | 0 | 0.12832 | 326.1912 | 0.06453 | 0 | 0 | 0.12906 | 326.3624 | 0.064902 | 0 | 0 | 0.1298 | 326.6191 | 0.065458 | 0 | 0 | 0.13092 | 326.7902 | 0.06583 | 0 | 0 | 0.13166 | 327.0469 | 0.066386 | 0 | 0 | 0.13277 | 327.2181 | 0.066758 | 0 | 0 | 0.13352 | 327.4748 | 0.067314 | 0 | 0 | 0.13463 | 327.6459 | 0.067686 | 0 | 0 | 0.13537 | 327.6459 | 0.067686 | 0 | 0 | 0.13537
2017-12-05 14:00 | 280.29 | 0.83543 |  | 299.4188 | 0.0064609 | 0 | 0 | 0.012922 | 308.2743 | 0.025669 | 0 | 0 | 0.051337 | 315.0413 | 0.040346 | 0 | 0 | 0.080693 | 315.2084 | 0.040709 | 0 | 0 | 0.081417 | 315.4591 | 0.041252 | 0 | 0 | 0.082505 | 315.7097 | 0.041796 | 0 | 0 | 0.083592 | 315.9603 | 0.04234 | 0 | 0 | 0.084679 | 316.2109 | 0.042883 | 0 | 0 | 0.085766 | 316.4616 | 0.043427 | 0 | 0 | 0.086854 | 316.7122 | 0.04397 | 0 | 0 | 0.087941 | 316.9628 | 0.044514 | 0 | 0 | 0.089028 | 317.1299 | 0.044876 | 0 | 0 | 0.089753 | 317.3806 | 0.04542 | 0 | 0 | 0.09084 | 317.6312 | 0.045964 | 0 | 0 | 0.091927 | 317.8818 | 0.046507 | 0 | 0 | 0.093015 | 318.0489 | 0.04687 | 0 | 0 | 0.093739 | 318.2995 | 0.047413 | 0 | 0 | 0.094827 | 318.4666 | 0.047776 | 0 | 0 | 0.095551 | 318.6337 | 0.048138 | 0 | 0 | 0.096276 | 318.8843 | 0.048682 | 0 | 0 | 0.097364 | 319.0514 | 0.049044 | 0 | 0 | 0.098088 | 319.302 | 0.049588 | 0 | 0 | 0.099176 | 319.4691 | 0.04995 | 0 | 0 | 0.0999 | 319.7198 | 0.050494 | 0 | 0 | 0.10099 | 319.8868 | 0.050856 | 0 | 0 | 0.10171 | 319.8868 | 0.050856 | 0 | 0 | 0.10171
2017-12-05 15:00 | 279.1156 | 0.83193 |  | 298.1642 | 0.0037398 | 0 | 0 | 0.0074795 | 306.9827 | 0.022867 | 0 | 0 | 0.045734 | 313.7213 | 0.037483 | 0 | 0 | 0.074966 | 313.8877 | 0.037844 | 0 | 0 | 0.075688 | 314.1373 | 0.038385 | 0 | 0 | 0.076771 | 314.3868 | 0.038927 | 0 | 0 | 0.077853 | 314.6364 | 0.039468 | 0 | 0 | 0.078936 | 314.886 | 0.040009 | 0 | 0 | 0.080019 | 315.1356 | 0.040551 | 0 | 0 | 0.081101 | 315.3852 | 0.041092 | 0 | 0 | 0.082184 | 315.6347 | 0.041633 | 0 | 0 | 0.083267 | 315.8011 | 0.041994 | 0 | 0 | 0.083989 | 316.0507 | 0.042536 | 0 | 0 | 0.085071 | 316.3003 | 0.043077 | 0 | 0 | 0.086154 | 316.5499 | 0.043618 | 0 | 0 | 0.087237 | 316.7163 | 0.043979 | 0 | 0 | 0.087958 | 316.9658 | 0.044521 | 0 | 0 | 0.089041 | 317.1322 | 0.044881 | 0 | 0 | 0.089763 | 317.2986 | 0.045242 | 0 | 0 | 0.090485 | 317.5482 | 0.045784 | 0 | 0 | 0.091567 | 317.7146 | 0.046145 | 0 | 0 | 0.092289 | 317.9642 | 0.046686 | 0 | 0 | 0.093372 | 318.1305 | 0.047047 | 0 | 0 | 0.094094 | 318.3801 | 0.047588 | 0 | 0 | 0.095176 | 318.5465 | 0.047949 | 0 | 0 | 0.095898 | 318.5465 | 0.047949 | 0 | 0 | 0.095898
2017-12-05 16:00 | 271.8896 | 0.81039 |  | 290.4451 | 0 | 0 | 0 | 0 | 299.0353 | 0.0056291 | 0 | 0 | 0.011258 | 305.5995 | 0.019867 | 0 | 0 | 0.039734 | 305.7615 | 0.020218 | 0 | 0 | 0.040437 | 306.0047 | 0.020746 | 0 | 0 | 0.041491 | 306.2478 | 0.021273 | 0 | 0 | 0.042546 | 306.4909 | 0.0218 | 0 | 0 | 0.043601 | 306.734 | 0.022328 | 0 | 0 | 0.044655 | 306.9771 | 0.022855 | 0 | 0 | 0.04571 | 307.2202 | 0.023382 | 0 | 0 | 0.046765 | 307.4634 | 0.02391 | 0 | 0 | 0.047819 | 307.6254 | 0.024261 | 0 | 0 | 0.048522 | 307.8686 | 0.024789 | 0 | 0 | 0.049577 | 308.1117 | 0.025316 | 0 | 0 | 0.050632 | 308.3548 | 0.025843 | 0 | 0 | 0.051686 | 308.5169 | 0.026195 | 0 | 0 | 0.052389 | 308.76 | 0.026722 | 0 | 0 | 0.053444 | 308.9221 | 0.027074 | 0 | 0 | 0.054147 | 309.0842 | 0.027425 | 0 | 0 | 0.05485 | 309.3273 | 0.027952 | 0 | 0 | 0.055905 | 309.4894 | 0.028304 | 0 | 0 | 0.056608 | 309.7325 | 0.028831 | 0 | 0 | 0.057663 | 309.8945 | 0.029183 | 0 | 0 | 0.058366 | 310.1377 | 0.02971 | 0 | 0 | 0.05942 | 310.2997 | 0.030062 | 0 | 0 | 0.060124 | 310.2997 | 0.030062 | 0 | 0 | 0.060124
2017-12-05 17:00 | 268.3126 | 0.79973 |  | 286.6239 | 0 | 0 | 0 | 0 | 295.1011 | 0 | 0 | 0 | 0 | 301.5789 | 0.011146 | 0 | 0 | 0.022293 | 301.7389 | 0.011493 | 0 | 0 | 0.022987 | 301.9788 | 0.012014 | 0 | 0 | 0.024027 | 302.2187 | 0.012534 | 0 | 0 | 0.025068 | 302.4586 | 0.013054 | 0 | 0 | 0.026109 | 302.6986 | 0.013575 | 0 | 0 | 0.02715 | 302.9385 | 0.014095 | 0 | 0 | 0.02819 | 303.1784 | 0.014616 | 0 | 0 | 0.029231 | 303.4183 | 0.015136 | 0 | 0 | 0.030272 | 303.5783 | 0.015483 | 0 | 0 | 0.030966 | 303.8182 | 0.016003 | 0 | 0 | 0.032007 | 304.0581 | 0.016524 | 0 | 0 | 0.033047 | 304.298 | 0.017044 | 0 | 0 | 0.034088 | 304.458 | 0.017391 | 0 | 0 | 0.034782 | 304.6979 | 0.017911 | 0 | 0 | 0.035823 | 304.8578 | 0.018258 | 0 | 0 | 0.036517 | 305.0178 | 0.018605 | 0 | 0 | 0.03721 | 305.2577 | 0.019126 | 0 | 0 | 0.038251 | 305.4176 | 0.019473 | 0 | 0 | 0.038945 | 305.6576 | 0.019993 | 0 | 0 | 0.039986 | 305.8175 | 0.02034 | 0 | 0 | 0.04068 | 306.0574 | 0.02086 | 0 | 0 | 0.04172 | 306.2174 | 0.021207 | 0 | 0 | 0.042414 | 306.2174 | 0.021207 | 0 | 0 | 0.042414
2017-12-05 18:00 | 272.2992 | 0.81161 |  | 290.8827 | 0 | 0 | 0 | 0 | 299.4858 | 0.0066063 | 0 | 0 | 0.013213 | 306.0599 | 0.020866 | 0 | 0 | 0.041731 | 306.2222 | 0.021218 | 0 | 0 | 0.042435 | 306.4657 | 0.021746 | 0 | 0 | 0.043491 | 306.7092 | 0.022274 | 0 | 0 | 0.044548 | 306.9527 | 0.022802 | 0 | 0 | 0.045604 | 307.1961 | 0.02333 | 0 | 0 | 0.04666 | 307.4396 | 0.023858 | 0 | 0 | 0.047716 | 307.6831 | 0.024386 | 0 | 0 | 0.048773 | 307.9266 | 0.024914 | 0 | 0 | 0.049829 | 308.0889 | 0.025266 | 0 | 0 | 0.050533 | 308.3324 | 0.025795 | 0 | 0 | 0.051589 | 308.5759 | 0.026323 | 0 | 0 | 0.052645 | 308.8194 | 0.026851 | 0 | 0 | 0.053702 | 308.9817 | 0.027203 | 0 | 0 | 0.054406 | 309.2252 | 0.027731 | 0 | 0 | 0.055462 | 309.3875 | 0.028083 | 0 | 0 | 0.056166 | 309.5498 | 0.028435 | 0 | 0 | 0.05687 | 309.7933 | 0.028963 | 0 | 0 | 0.057927 | 309.9556 | 0.029315 | 0 | 0 | 0.058631 | 310.1991 | 0.029844 | 0 | 0 | 0.059687 | 310.3614 | 0.030196 | 0 | 0 | 0.060391 | 310.6049 | 0.030724 | 0 | 0 | 0.061447 | 310.7672 | 0.031076 | 0 | 0 | 0.062152 | 310.7672 | 0.031076 | 0 | 0 | 0.062152
2017-12-05 19:00 | 276.9898 | 0.8256 |  | 295.8933 | 0 | 0 | 0 | 0 | 304.6446 | 0.017796 | 0 | 0 | 0.035592 | 311.3319 | 0.032301 | 0 | 0 | 0.064601 | 311.4971 | 0.032659 | 0 | 0 | 0.065318 | 311.7447 | 0.033196 | 0 | 0 | 0.066392 | 311.9924 | 0.033733 | 0 | 0 | 0.067466 | 312.2401 | 0.03427 | 0 | 0 | 0.068541 | 312.4878 | 0.034808 | 0 | 0 | 0.069615 | 312.7354 | 0.035345 | 0 | 0 | 0.07069 | 312.9831 | 0.035882 | 0 | 0 | 0.071764 | 313.2308 | 0.036419 | 0 | 0 | 0.072839 | 313.3959 | 0.036777 | 0 | 0 | 0.073555 | 313.6436 | 0.037315 | 0 | 0 | 0.074629 | 313.8913 | 0.037852 | 0 | 0 | 0.075704 | 314.139 | 0.038389 | 0 | 0 | 0.076778 | 314.3041 | 0.038747 | 0 | 0 | 0.077494 | 314.5518 | 0.039284 | 0 | 0 | 0.078569 | 314.7169 | 0.039643 | 0 | 0 | 0.079285 | 314.882 | 0.040001 | 0 | 0 | 0.080001 | 315.1297 | 0.040538 | 0 | 0 | 0.081076 | 315.2948 | 0.040896 | 0 | 0 | 0.081792 | 315.5425 | 0.041433 | 0 | 0 | 0.082867 | 315.7076 | 0.041791 | 0 | 0 | 0.083583 | 315.9553 | 0.042329 | 0 | 0 | 0.084657 | 316.1204 | 0.042687 | 0 | 0 | 0.085374 | 316.1204 | 0.042687 | 0 | 0 | 0.085374
2017-12-05 20:00 | 267.4976 | 0.7973 |  | 285.7533 | 0 | 0 | 0 | 0 | 294.2047 | 0 | 0 | 0 | 0 | 300.6629 | 0.0091594 | 0 | 0 | 0.018319 | 300.8223 | 0.0095053 | 0 | 0 | 0.019011 | 301.0615 | 0.010024 | 0 | 0 | 0.020048 | 301.3007 | 0.010543 | 0 | 0 | 0.021086 | 301.5399 | 0.011062 | 0 | 0 | 0.022123 | 301.7791 | 0.01158 | 0 | 0 | 0.023161 | 302.0183 | 0.012099 | 0 | 0 | 0.024199 | 302.2575 | 0.012618 | 0 | 0 | 0.025236 | 302.4967 | 0.013137 | 0 | 0 | 0.026274 | 302.6561 | 0.013483 | 0 | 0 | 0.026966 | 302.8953 | 0.014002 | 0 | 0 | 0.028003 | 303.1345 | 0.01452 | 0 | 0 | 0.029041 | 303.3737 | 0.015039 | 0 | 0 | 0.030078 | 303.5332 | 0.015385 | 0 | 0 | 0.03077 | 303.7723 | 0.015904 | 0 | 0 | 0.031808 | 303.9318 | 0.01625 | 0 | 0 | 0.032499 | 304.0913 | 0.016596 | 0 | 0 | 0.033191 | 304.3305 | 0.017114 | 0 | 0 | 0.034229 | 304.4899 | 0.01746 | 0 | 0 | 0.034921 | 304.7291 | 0.017979 | 0 | 0 | 0.035958 | 304.8886 | 0.018325 | 0 | 0 | 0.03665 | 305.1278 | 0.018844 | 0 | 0 | 0.037688 | 305.2872 | 0.01919 | 0 | 0 | 0.038379 | 305.2872 | 0.01919 | 0 | 0 | 0.038379
2017-12-05 21:00 | 284.8311 | 0.84897 |  | 304.2698 | 0.016983 | 0 | 0 | 0.033966 | 313.2689 | 0.036502 | 0 | 0 | 0.073004 | 320.1455 | 0.051417 | 0 | 0 | 0.10283 | 320.3153 | 0.051786 | 0 | 0 | 0.10357 | 320.57 | 0.052338 | 0 | 0 | 0.10468 | 320.8247 | 0.05289 | 0 | 0 | 0.10578 | 321.0794 | 0.053443 | 0 | 0 | 0.10689 | 321.3341 | 0.053995 | 0 | 0 | 0.10799 | 321.5888 | 0.054548 | 0 | 0 | 0.1091 | 321.8434 | 0.0551 | 0 | 0 | 0.1102 | 322.0981 | 0.055652 | 0 | 0 | 0.1113 | 322.2679 | 0.056021 | 0 | 0 | 0.11204 | 322.5226 | 0.056573 | 0 | 0 | 0.11315 | 322.7773 | 0.057126 | 0 | 0 | 0.11425 | 323.032 | 0.057678 | 0 | 0 | 0.11536 | 323.2018 | 0.058046 | 0 | 0 | 0.11609 | 323.4565 | 0.058599 | 0 | 0 | 0.1172 | 323.6263 | 0.058967 | 0 | 0 | 0.11793 | 323.7961 | 0.059335 | 0 | 0 | 0.11867 | 324.0508 | 0.059888 | 0 | 0 | 0.11978 | 324.2206 | 0.060256 | 0 | 0 | 0.12051 | 324.4752 | 0.060808 | 0 | 0 | 0.12162 | 324.645 | 0.061177 | 0 | 0 | 0.12235 | 324.8997 | 0.061729 | 0 | 0 | 0.12346 | 325.0695 | 0.062097 | 0 | 0 | 0.12419 | 325.0695 | 0.062097 | 0 | 0 | 0.12419
2017-12-05 22:00 | 280.2938 | 0.83544 |  | 299.4229 | 0.0064698 | 0 | 0 | 0.01294 | 308.2786 | 0.025678 | 0 | 0 | 0.051356 | 315.0456 | 0.040356 | 0 | 0 | 0.080711 | 315.2127 | 0.040718 | 0 | 0 | 0.081436 | 315.4634 | 0.041262 | 0 | 0 | 0.082523 | 315.714 | 0.041805 | 0 | 0 | 0.083611 | 315.9646 | 0.042349 | 0 | 0 | 0.084698 | 316.2153 | 0.042893 | 0 | 0 | 0.085785 | 316.4659 | 0.043436 | 0 | 0 | 0.086872 | 316.7165 | 0.04398 | 0 | 0 | 0.08796 | 316.9672 | 0.044523 | 0 | 0 | 0.089047 | 317.1343 | 0.044886 | 0 | 0 | 0.089772 | 317.3849 | 0.045429 | 0 | 0 | 0.090859 | 317.6355 | 0.045973 | 0 | 0 | 0.091946 | 317.8862 | 0.046517 | 0 | 0 | 0.093033 | 318.0532 | 0.046879 | 0 | 0 | 0.093758 | 318.3039 | 0.047423 | 0 | 0 | 0.094846 | 318.471 | 0.047785 | 0 | 0 | 0.09557 | 318.6381 | 0.048148 | 0 | 0 | 0.096295 | 318.8887 | 0.048691 | 0 | 0 | 0.097382 | 319.0558 | 0.049054 | 0 | 0 | 0.098107 | 319.3064 | 0.049597 | 0 | 0 | 0.099194 | 319.4735 | 0.04996 | 0 | 0 | 0.099919 | 319.7241 | 0.050503 | 0 | 0 | 0.10101 | 319.8912 | 0.050866 | 0 | 0 | 0.10173 | 319.8912 | 0.050866 | 0 | 0 | 0.10173
2017-12-05 23:00 | 281.2726 | 0.83836 |  | 300.4684 | 0.0087376 | 0 | 0 | 0.017475 | 309.355 | 0.028013 | 0 | 0 | 0.056025 | 316.1458 | 0.042742 | 0 | 0 | 0.085484 | 316.3134 | 0.043105 | 0 | 0 | 0.086211 | 316.5649 | 0.043651 | 0 | 0 | 0.087302 | 316.8164 | 0.044196 | 0 | 0 | 0.088393 | 317.0679 | 0.044742 | 0 | 0 | 0.089484 | 317.3195 | 0.045288 | 0 | 0 | 0.090575 | 317.571 | 0.045833 | 0 | 0 | 0.091666 | 317.8225 | 0.046379 | 0 | 0 | 0.092757 | 318.074 | 0.046924 | 0 | 0 | 0.093848 | 318.2417 | 0.047288 | 0 | 0 | 0.094576 | 318.4932 | 0.047833 | 0 | 0 | 0.095667 | 318.7447 | 0.048379 | 0 | 0 | 0.096758 | 318.9962 | 0.048924 | 0 | 0 | 0.097849 | 319.1638 | 0.049288 | 0 | 0 | 0.098576 | 319.4154 | 0.049834 | 0 | 0 | 0.099667 | 319.583 | 0.050197 | 0 | 0 | 0.10039 | 319.7507 | 0.050561 | 0 | 0 | 0.10112 | 320.0022 | 0.051106 | 0 | 0 | 0.10221 | 320.1699 | 0.05147 | 0 | 0 | 0.10294 | 320.4214 | 0.052016 | 0 | 0 | 0.10403 | 320.5891 | 0.052379 | 0 | 0 | 0.10476 | 320.8406 | 0.052925 | 0 | 0 | 0.10585 | 321.0082 | 0.053289 | 0 | 0 | 0.10658 | 321.0082 | 0.053289 | 0 | 0 | 0.10658
2017-12-06 | 276.4043 | 0.82385 |  | 295.2679 | 0 | 0 | 0 | 0 | 304.0007 | 0.016399 | 0 | 0 | 0.032798 | 310.6739 | 0.030873 | 0 | 0 | 0.061746 | 310.8386 | 0.031231 | 0 | 0 | 0.062461 | 311.0858 | 0.031767 | 0 | 0 | 0.063533 | 311.3329 | 0.032303 | 0 | 0 | 0.064606 | 311.5801 | 0.032839 | 0 | 0 | 0.065678 | 311.8272 | 0.033375 | 0 | 0 | 0.06675 | 312.0744 | 0.033911 | 0 | 0 | 0.067822 | 312.3216 | 0.034447 | 0 | 0 | 0.068894 | 312.5687 | 0.034983 | 0 | 0 | 0.069966 | 312.7335 | 0.035341 | 0 | 0 | 0.070681 | 312.9806 | 0.035877 | 0 | 0 | 0.071753 | 313.2278 | 0.036413 | 0 | 0 | 0.072825 | 313.4749 | 0.036949 | 0 | 0 | 0.073898 | 313.6397 | 0.037306 | 0 | 0 | 0.074612 | 313.8869 | 0.037842 | 0 | 0 | 0.075685 | 314.0516 | 0.0382 | 0 | 0 | 0.076399 | 314.2164 | 0.038557 | 0 | 0 | 0.077114 | 314.4636 | 0.039093 | 0 | 0 | 0.078186 | 314.6283 | 0.039451 | 0 | 0 | 0.078901 | 314.8755 | 0.039987 | 0 | 0 | 0.079973 | 315.0403 | 0.040344 | 0 | 0 | 0.080688 | 315.2874 | 0.04088 | 0 | 0 | 0.08176 | 315.4522 | 0.041237 | 0 | 0 | 0.082475 | 315.4522 | 0.041237 | 0 | 0 | 0.082475
2017-12-06 01:00 | 280.0159 | 0.83461 |  | 299.1259 | 0.0058258 | 0 | 0 | 0.011652 | 307.9729 | 0.025015 | 0 | 0 | 0.05003 | 314.7332 | 0.039678 | 0 | 0 | 0.079356 | 314.9002 | 0.04004 | 0 | 0 | 0.08008 | 315.1505 | 0.040583 | 0 | 0 | 0.081166 | 315.4009 | 0.041126 | 0 | 0 | 0.082252 | 315.6513 | 0.041669 | 0 | 0 | 0.083339 | 315.9017 | 0.042212 | 0 | 0 | 0.084425 | 316.1521 | 0.042755 | 0 | 0 | 0.085511 | 316.4025 | 0.043299 | 0 | 0 | 0.086597 | 316.6528 | 0.043842 | 0 | 0 | 0.087683 | 316.8198 | 0.044204 | 0 | 0 | 0.088407 | 317.0702 | 0.044747 | 0 | 0 | 0.089494 | 317.3205 | 0.04529 | 0 | 0 | 0.09058 | 317.5709 | 0.045833 | 0 | 0 | 0.091666 | 317.7378 | 0.046195 | 0 | 0 | 0.09239 | 317.9882 | 0.046738 | 0 | 0 | 0.093476 | 318.1552 | 0.0471 | 0 | 0 | 0.0942 | 318.3221 | 0.047462 | 0 | 0 | 0.094924 | 318.5725 | 0.048005 | 0 | 0 | 0.096011 | 318.7394 | 0.048367 | 0 | 0 | 0.096735 | 318.9898 | 0.04891 | 0 | 0 | 0.097821 | 319.1567 | 0.049273 | 0 | 0 | 0.098545 | 319.4071 | 0.049816 | 0 | 0 | 0.099631 | 319.574 | 0.050178 | 0 | 0 | 0.10036 | 319.574 | 0.050178 | 0 | 0 | 0.10036
2017-12-06 02:00 | 277.7235 | 0.82778 |  | 296.6771 | 0.00051424 | 0 | 0 | 0.0010285 | 305.4516 | 0.019546 | 0 | 0 | 0.039092 | 312.1566 | 0.034089 | 0 | 0 | 0.068179 | 312.3222 | 0.034448 | 0 | 0 | 0.068897 | 312.5705 | 0.034987 | 0 | 0 | 0.069974 | 312.8188 | 0.035526 | 0 | 0 | 0.071051 | 313.0672 | 0.036064 | 0 | 0 | 0.072129 | 313.3155 | 0.036603 | 0 | 0 | 0.073206 | 313.5638 | 0.037142 | 0 | 0 | 0.074283 | 313.8122 | 0.03768 | 0 | 0 | 0.07536 | 314.0605 | 0.038219 | 0 | 0 | 0.076438 | 314.2261 | 0.038578 | 0 | 0 | 0.077156 | 314.4744 | 0.039117 | 0 | 0 | 0.078233 | 314.7227 | 0.039655 | 0 | 0 | 0.07931 | 314.9711 | 0.040194 | 0 | 0 | 0.080388 | 315.1366 | 0.040553 | 0 | 0 | 0.081106 | 315.385 | 0.041092 | 0 | 0 | 0.082183 | 315.5505 | 0.041451 | 0 | 0 | 0.082901 | 315.7161 | 0.04181 | 0 | 0 | 0.08362 | 315.9644 | 0.042348 | 0 | 0 | 0.084697 | 316.13 | 0.042708 | 0 | 0 | 0.085415 | 316.3783 | 0.043246 | 0 | 0 | 0.086492 | 316.5439 | 0.043605 | 0 | 0 | 0.087211 | 316.7922 | 0.044144 | 0 | 0 | 0.088288 | 316.9577 | 0.044503 | 0 | 0 | 0.089006 | 316.9577 | 0.044503 | 0 | 0 | 0.089006
2017-12-06 03:00 | 277.3575 | 0.82669 |  | 296.2862 | 0 | 0 | 0 | 0 | 305.0491 | 0.018673 | 0 | 0 | 0.037346 | 311.7453 | 0.033197 | 0 | 0 | 0.066394 | 311.9107 | 0.033556 | 0 | 0 | 0.067112 | 312.1587 | 0.034094 | 0 | 0 | 0.068188 | 312.4067 | 0.034632 | 0 | 0 | 0.069263 | 312.6547 | 0.03517 | 0 | 0 | 0.070339 | 312.9027 | 0.035708 | 0 | 0 | 0.071415 | 313.1507 | 0.036245 | 0 | 0 | 0.072491 | 313.3987 | 0.036783 | 0 | 0 | 0.073567 | 313.6467 | 0.037321 | 0 | 0 | 0.074643 | 313.812 | 0.03768 | 0 | 0 | 0.07536 | 314.0601 | 0.038218 | 0 | 0 | 0.076436 | 314.3081 | 0.038756 | 0 | 0 | 0.077512 | 314.5561 | 0.039294 | 0 | 0 | 0.078588 | 314.7214 | 0.039652 | 0 | 0 | 0.079305 | 314.9694 | 0.04019 | 0 | 0 | 0.080381 | 315.1348 | 0.040549 | 0 | 0 | 0.081098 | 315.3001 | 0.040908 | 0 | 0 | 0.081815 | 315.5481 | 0.041445 | 0 | 0 | 0.082891 | 315.7134 | 0.041804 | 0 | 0 | 0.083608 | 315.9614 | 0.042342 | 0 | 0 | 0.084684 | 316.1268 | 0.042701 | 0 | 0 | 0.085401 | 316.3748 | 0.043239 | 0 | 0 | 0.086477 | 316.5401 | 0.043597 | 0 | 0 | 0.087194 | 316.5401 | 0.043597 | 0 | 0 | 0.087194
2017-12-06 04:00 | 270.7733 | 0.80707 |  | 289.2526 | 0 | 0 | 0 | 0 | 297.8075 | 0.0029662 | 0 | 0 | 0.0059324 | 304.3448 | 0.017145 | 0 | 0 | 0.034291 | 304.5062 | 0.017496 | 0 | 0 | 0.034991 | 304.7483 | 0.018021 | 0 | 0 | 0.036041 | 304.9904 | 0.018546 | 0 | 0 | 0.037092 | 305.2325 | 0.019071 | 0 | 0 | 0.038142 | 305.4747 | 0.019596 | 0 | 0 | 0.039192 | 305.7168 | 0.020121 | 0 | 0 | 0.040243 | 305.9589 | 0.020647 | 0 | 0 | 0.041293 | 306.201 | 0.021172 | 0 | 0 | 0.042343 | 306.3624 | 0.021522 | 0 | 0 | 0.043044 | 306.6046 | 0.022047 | 0 | 0 | 0.044094 | 306.8467 | 0.022572 | 0 | 0 | 0.045144 | 307.0888 | 0.023097 | 0 | 0 | 0.046194 | 307.2502 | 0.023447 | 0 | 0 | 0.046895 | 307.4923 | 0.023973 | 0 | 0 | 0.047945 | 307.6537 | 0.024323 | 0 | 0 | 0.048645 | 307.8152 | 0.024673 | 0 | 0 | 0.049345 | 308.0573 | 0.025198 | 0 | 0 | 0.050396 | 308.2187 | 0.025548 | 0 | 0 | 0.051096 | 308.4608 | 0.026073 | 0 | 0 | 0.052146 | 308.6222 | 0.026423 | 0 | 0 | 0.052846 | 308.8643 | 0.026948 | 0 | 0 | 0.053897 | 309.0258 | 0.027299 | 0 | 0 | 0.054597 | 309.0258 | 0.027299 | 0 | 0 | 0.054597
2017-12-06 05:00 | 273.6373 | 0.8156 |  | 292.312 | 0 | 0 | 0 | 0 | 300.9574 | 0.0097983 | 0 | 0 | 0.019597 | 307.5638 | 0.024128 | 0 | 0 | 0.048255 | 307.7269 | 0.024481 | 0 | 0 | 0.048963 | 307.9716 | 0.025012 | 0 | 0 | 0.050024 | 308.2163 | 0.025543 | 0 | 0 | 0.051086 | 308.461 | 0.026073 | 0 | 0 | 0.052147 | 308.7056 | 0.026604 | 0 | 0 | 0.053208 | 308.9503 | 0.027135 | 0 | 0 | 0.05427 | 309.195 | 0.027666 | 0 | 0 | 0.055331 | 309.4397 | 0.028196 | 0 | 0 | 0.056393 | 309.6028 | 0.02855 | 0 | 0 | 0.0571 | 309.8475 | 0.029081 | 0 | 0 | 0.058162 | 310.0922 | 0.029612 | 0 | 0 | 0.059223 | 310.3368 | 0.030142 | 0 | 0 | 0.060285 | 310.5 | 0.030496 | 0 | 0 | 0.060992 | 310.7446 | 0.031027 | 0 | 0 | 0.062054 | 310.9078 | 0.031381 | 0 | 0 | 0.062761 | 311.0709 | 0.031734 | 0 | 0 | 0.063469 | 311.3156 | 0.032265 | 0 | 0 | 0.06453 | 311.4787 | 0.032619 | 0 | 0 | 0.065238 | 311.7234 | 0.03315 | 0 | 0 | 0.066299 | 311.8865 | 0.033503 | 0 | 0 | 0.067007 | 312.1312 | 0.034034 | 0 | 0 | 0.068068 | 312.2943 | 0.034388 | 0 | 0 | 0.068776 | 312.2943 | 0.034388 | 0 | 0 | 0.068776
2017-12-06 06:00 | 272.6484 | 0.81266 |  | 291.2556 | 0 | 0 | 0 | 0 | 299.8698 | 0.0074392 | 0 | 0 | 0.014878 | 306.4523 | 0.021717 | 0 | 0 | 0.043433 | 306.6148 | 0.022069 | 0 | 0 | 0.044138 | 306.8586 | 0.022598 | 0 | 0 | 0.045196 | 307.1024 | 0.023127 | 0 | 0 | 0.046254 | 307.3462 | 0.023656 | 0 | 0 | 0.047311 | 307.59 | 0.024184 | 0 | 0 | 0.048369 | 307.8338 | 0.024713 | 0 | 0 | 0.049426 | 308.0776 | 0.025242 | 0 | 0 | 0.050484 | 308.3214 | 0.025771 | 0 | 0 | 0.051542 | 308.4839 | 0.026123 | 0 | 0 | 0.052247 | 308.7277 | 0.026652 | 0 | 0 | 0.053304 | 308.9715 | 0.027181 | 0 | 0 | 0.054362 | 309.2153 | 0.02771 | 0 | 0 | 0.055419 | 309.3779 | 0.028062 | 0 | 0 | 0.056124 | 309.6217 | 0.028591 | 0 | 0 | 0.057182 | 309.7842 | 0.028944 | 0 | 0 | 0.057887 | 309.9467 | 0.029296 | 0 | 0 | 0.058592 | 310.1905 | 0.029825 | 0 | 0 | 0.05965 | 310.353 | 0.030177 | 0 | 0 | 0.060355 | 310.5968 | 0.030706 | 0 | 0 | 0.061412 | 310.7594 | 0.031059 | 0 | 0 | 0.062117 | 311.0032 | 0.031588 | 0 | 0 | 0.063175 | 311.1657 | 0.03194 | 0 | 0 | 0.06388 | 311.1657 | 0.03194 | 0 | 0 | 0.06388
2017-12-06 07:00 | 272.8718 | 0.81332 |  | 291.4944 | 0 | 0 | 0 | 0 | 300.1156 | 0.0079723 | 0 | 0 | 0.015945 | 306.7035 | 0.022261 | 0 | 0 | 0.044523 | 306.8661 | 0.022614 | 0 | 0 | 0.045229 | 307.1101 | 0.023144 | 0 | 0 | 0.046287 | 307.3541 | 0.023673 | 0 | 0 | 0.047345 | 307.5981 | 0.024202 | 0 | 0 | 0.048404 | 307.8421 | 0.024731 | 0 | 0 | 0.049462 | 308.0861 | 0.02526 | 0 | 0 | 0.050521 | 308.3301 | 0.02579 | 0 | 0 | 0.051579 | 308.5741 | 0.026319 | 0 | 0 | 0.052638 | 308.7368 | 0.026672 | 0 | 0 | 0.053343 | 308.9808 | 0.027201 | 0 | 0 | 0.054402 | 309.2248 | 0.02773 | 0 | 0 | 0.05546 | 309.4688 | 0.028259 | 0 | 0 | 0.056519 | 309.6314 | 0.028612 | 0 | 0 | 0.057224 | 309.8754 | 0.029141 | 0 | 0 | 0.058283 | 310.0381 | 0.029494 | 0 | 0 | 0.058989 | 310.2008 | 0.029847 | 0 | 0 | 0.059694 | 310.4448 | 0.030376 | 0 | 0 | 0.060753 | 310.6074 | 0.030729 | 0 | 0 | 0.061458 | 310.8514 | 0.031258 | 0 | 0 | 0.062517 | 311.0141 | 0.031611 | 0 | 0 | 0.063222 | 311.2581 | 0.03214 | 0 | 0 | 0.064281 | 311.4207 | 0.032493 | 0 | 0 | 0.064986 | 311.4207 | 0.032493 | 0 | 0 | 0.064986
2017-12-06 08:00 | 271.5823 | 0.80948 |  | 290.1168 | 0 | 0 | 0 | 0 | 298.6973 | 0.004896 | 0 | 0 | 0.0097921 | 305.254 | 0.019118 | 0 | 0 | 0.038235 | 305.4159 | 0.019469 | 0 | 0 | 0.038938 | 305.6588 | 0.019996 | 0 | 0 | 0.039991 | 305.9016 | 0.020522 | 0 | 0 | 0.041045 | 306.1445 | 0.021049 | 0 | 0 | 0.042098 | 306.3873 | 0.021576 | 0 | 0 | 0.043151 | 306.6302 | 0.022102 | 0 | 0 | 0.044205 | 306.873 | 0.022629 | 0 | 0 | 0.045258 | 307.1158 | 0.023156 | 0 | 0 | 0.046312 | 307.2777 | 0.023507 | 0 | 0 | 0.047014 | 307.5206 | 0.024034 | 0 | 0 | 0.048068 | 307.7634 | 0.024561 | 0 | 0 | 0.049121 | 308.0063 | 0.025087 | 0 | 0 | 0.050174 | 308.1682 | 0.025438 | 0 | 0 | 0.050877 | 308.411 | 0.025965 | 0 | 0 | 0.05193 | 308.5729 | 0.026316 | 0 | 0 | 0.052633 | 308.7348 | 0.026667 | 0 | 0 | 0.053335 | 308.9776 | 0.027194 | 0 | 0 | 0.054388 | 309.1395 | 0.027545 | 0 | 0 | 0.055091 | 309.3824 | 0.028072 | 0 | 0 | 0.056144 | 309.5443 | 0.028423 | 0 | 0 | 0.056846 | 309.7871 | 0.02895 | 0 | 0 | 0.0579 | 309.949 | 0.029301 | 0 | 0 | 0.058602 | 309.949 | 0.029301 | 0 | 0 | 0.058602
2017-12-06 09:00 | 272.9233 | 0.81347 |  | 291.5493 | 0 | 0 | 0 | 0 | 300.1722 | 0.0080951 | 0 | 0 | 0.01619 | 306.7613 | 0.022387 | 0 | 0 | 0.044774 | 306.924 | 0.02274 | 0 | 0 | 0.04548 | 307.168 | 0.023269 | 0 | 0 | 0.046538 | 307.4121 | 0.023798 | 0 | 0 | 0.047597 | 307.6561 | 0.024328 | 0 | 0 | 0.048656 | 307.9002 | 0.024857 | 0 | 0 | 0.049714 | 308.1442 | 0.025386 | 0 | 0 | 0.050773 | 308.3883 | 0.025916 | 0 | 0 | 0.051832 | 308.6323 | 0.026445 | 0 | 0 | 0.05289 | 308.795 | 0.026798 | 0 | 0 | 0.053596 | 309.039 | 0.027327 | 0 | 0 | 0.054655 | 309.2831 | 0.027857 | 0 | 0 | 0.055713 | 309.5271 | 0.028386 | 0 | 0 | 0.056772 | 309.6898 | 0.028739 | 0 | 0 | 0.057478 | 309.9339 | 0.029268 | 0 | 0 | 0.058536 | 310.0966 | 0.029621 | 0 | 0 | 0.059242 | 310.2592 | 0.029974 | 0 | 0 | 0.059948 | 310.5033 | 0.030503 | 0 | 0 | 0.061007 | 310.666 | 0.030856 | 0 | 0 | 0.061712 | 310.91 | 0.031385 | 0 | 0 | 0.062771 | 311.0727 | 0.031738 | 0 | 0 | 0.063477 | 311.3168 | 0.032268 | 0 | 0 | 0.064535 | 311.4795 | 0.032621 | 0 | 0 | 0.065241 | 311.4795 | 0.032621 | 0 | 0 | 0.065241
2017-12-06 10:00 | 271.3471 | 0.80878 |  | 289.8655 | 0 | 0 | 0 | 0 | 298.4386 | 0.0043349 | 0 | 0 | 0.0086698 | 304.9897 | 0.018544 | 0 | 0 | 0.037088 | 305.1514 | 0.018895 | 0 | 0 | 0.03779 | 305.394 | 0.019421 | 0 | 0 | 0.038843 | 305.6367 | 0.019948 | 0 | 0 | 0.039895 | 305.8793 | 0.020474 | 0 | 0 | 0.040948 | 306.1219 | 0.021 | 0 | 0 | 0.042 | 306.3646 | 0.021526 | 0 | 0 | 0.043053 | 306.6072 | 0.022053 | 0 | 0 | 0.044105 | 306.8498 | 0.022579 | 0 | 0 | 0.045158 | 307.0116 | 0.02293 | 0 | 0 | 0.04586 | 307.2542 | 0.023456 | 0 | 0 | 0.046912 | 307.4969 | 0.023982 | 0 | 0 | 0.047965 | 307.7395 | 0.024509 | 0 | 0 | 0.049017 | 307.9012 | 0.024859 | 0 | 0 | 0.049719 | 308.1439 | 0.025386 | 0 | 0 | 0.050771 | 308.3056 | 0.025737 | 0 | 0 | 0.051473 | 308.4674 | 0.026087 | 0 | 0 | 0.052175 | 308.71 | 0.026614 | 0 | 0 | 0.053227 | 308.8718 | 0.026965 | 0 | 0 | 0.053929 | 309.1144 | 0.027491 | 0 | 0 | 0.054982 | 309.2762 | 0.027842 | 0 | 0 | 0.055683 | 309.5188 | 0.028368 | 0 | 0 | 0.056736 | 309.6806 | 0.028719 | 0 | 0 | 0.057438 | 309.6806 | 0.028719 | 0 | 0 | 0.057438
2017-12-06 11:00 | 259.0373 | 0.77209 |  | 276.7156 | 0 | 0 | 0 | 0 | 284.8997 | 0 | 0 | 0 | 0 | 291.1536 | 0 | 0 | 0 | 0 | 291.308 | 0 | 0 | 0 | 0 | 291.5397 | 0 | 0 | 0 | 0 | 291.7713 | 0 | 0 | 0 | 0 | 292.0029 | 0 | 0 | 0 | 0 | 292.2345 | 0 | 0 | 0 | 0 | 292.4662 | 0 | 0 | 0 | 0 | 292.6978 | 0 | 0 | 0 | 0 | 292.9294 | 0 | 0 | 0 | 0 | 293.0838 | 0 | 0 | 0 | 0 | 293.3155 | 0 | 0 | 0 | 0 | 293.5471 | 0 | 0 | 0 | 0 | 293.7787 | 0 | 0 | 0 | 0 | 293.9331 | 0 | 0 | 0 | 0 | 294.1648 | 0 | 0 | 0 | 0 | 294.3192 | 0 | 0 | 0 | 0 | 294.4736 | 0 | 0 | 0 | 0 | 294.7052 | 0 | 0 | 0 | 0 | 294.8596 | 0 | 0 | 0 | 0 | 295.0913 | 0 | 0 | 0 | 0 | 295.2457 | 0 | 0 | 0 | 0 | 295.4773 | 0 | 0 | 0 | 0 | 295.6317 | 0 | 0 | 0 | 0 | 295.6317 | 0 | 0 | 0 | 0
2017-12-06 12:00 | 265.1204 | 0.79022 |  | 283.2139 | 0 | 0 | 0 | 0 | 291.5902 | 0 | 0 | 0 | 0 | 297.991 | 0.0033641 | 0 | 0 | 0.0067281 | 298.149 | 0.0037069 | 0 | 0 | 0.0074137 | 298.3861 | 0.0042211 | 0 | 0 | 0.0084421 | 298.6232 | 0.0047353 | 0 | 0 | 0.0094705 | 298.8602 | 0.0052495 | 0 | 0 | 0.010499 | 299.0973 | 0.0057636 | 0 | 0 | 0.011527 | 299.3343 | 0.0062778 | 0 | 0 | 0.012556 | 299.5714 | 0.006792 | 0 | 0 | 0.013584 | 299.8085 | 0.0073062 | 0 | 0 | 0.014612 | 299.9665 | 0.007649 | 0 | 0 | 0.015298 | 300.2036 | 0.0081632 | 0 | 0 | 0.016326 | 300.4407 | 0.0086774 | 0 | 0 | 0.017355 | 300.6777 | 0.0091916 | 0 | 0 | 0.018383 | 300.8358 | 0.0095344 | 0 | 0 | 0.019069 | 301.0728 | 0.010049 | 0 | 0 | 0.020097 | 301.2309 | 0.010391 | 0 | 0 | 0.020783 | 301.3889 | 0.010734 | 0 | 0 | 0.021468 | 301.626 | 0.011248 | 0 | 0 | 0.022497 | 301.784 | 0.011591 | 0 | 0 | 0.023182 | 302.0211 | 0.012105 | 0 | 0 | 0.024211 | 302.1791 | 0.012448 | 0 | 0 | 0.024896 | 302.4162 | 0.012962 | 0 | 0 | 0.025925 | 302.5742 | 0.013305 | 0 | 0 | 0.02661 | 302.5742 | 0.013305 | 0 | 0 | 0.02661
2017-12-06 13:00 | 276.8318 | 0.82512 |  | 295.7245 | 0 | 0 | 0 | 0 | 304.4708 | 0.017419 | 0 | 0 | 0.034838 | 311.1544 | 0.031915 | 0 | 0 | 0.063831 | 311.3194 | 0.032273 | 0 | 0 | 0.064547 | 311.5669 | 0.03281 | 0 | 0 | 0.065621 | 311.8145 | 0.033347 | 0 | 0 | 0.066694 | 312.062 | 0.033884 | 0 | 0 | 0.067768 | 312.3095 | 0.034421 | 0 | 0 | 0.068842 | 312.5571 | 0.034958 | 0 | 0 | 0.069916 | 312.8046 | 0.035495 | 0 | 0 | 0.07099 | 313.0521 | 0.036032 | 0 | 0 | 0.072063 | 313.2172 | 0.03639 | 0 | 0 | 0.072779 | 313.4647 | 0.036927 | 0 | 0 | 0.073853 | 313.7122 | 0.037463 | 0 | 0 | 0.074927 | 313.9598 | 0.038 | 0 | 0 | 0.076001 | 314.1248 | 0.038358 | 0 | 0 | 0.076717 | 314.3723 | 0.038895 | 0 | 0 | 0.07779 | 314.5374 | 0.039253 | 0 | 0 | 0.078506 | 314.7024 | 0.039611 | 0 | 0 | 0.079222 | 314.9499 | 0.040148 | 0 | 0 | 0.080296 | 315.1149 | 0.040506 | 0 | 0 | 0.081012 | 315.3625 | 0.041043 | 0 | 0 | 0.082086 | 315.5275 | 0.041401 | 0 | 0 | 0.082802 | 315.775 | 0.041938 | 0 | 0 | 0.083875 | 315.9401 | 0.042296 | 0 | 0 | 0.084591 | 315.9401 | 0.042296 | 0 | 0 | 0.084591
2017-12-06 14:00 | 276.175 | 0.82317 |  | 295.0229 | 0 | 0 | 0 | 0 | 303.7485 | 0.015852 | 0 | 0 | 0.031704 | 310.4161 | 0.030314 | 0 | 0 | 0.060628 | 310.5808 | 0.030671 | 0 | 0 | 0.061343 | 310.8277 | 0.031207 | 0 | 0 | 0.062414 | 311.0747 | 0.031743 | 0 | 0 | 0.063485 | 311.3216 | 0.032278 | 0 | 0 | 0.064556 | 311.5686 | 0.032814 | 0 | 0 | 0.065628 | 311.8155 | 0.033349 | 0 | 0 | 0.066699 | 312.0625 | 0.033885 | 0 | 0 | 0.06777 | 312.3094 | 0.034421 | 0 | 0 | 0.068842 | 312.474 | 0.034778 | 0 | 0 | 0.069556 | 312.721 | 0.035313 | 0 | 0 | 0.070627 | 312.9679 | 0.035849 | 0 | 0 | 0.071698 | 313.2149 | 0.036385 | 0 | 0 | 0.072769 | 313.3795 | 0.036742 | 0 | 0 | 0.073484 | 313.6265 | 0.037277 | 0 | 0 | 0.074555 | 313.7911 | 0.037635 | 0 | 0 | 0.075269 | 313.9557 | 0.037992 | 0 | 0 | 0.075983 | 314.2027 | 0.038527 | 0 | 0 | 0.077055 | 314.3673 | 0.038884 | 0 | 0 | 0.077769 | 314.6143 | 0.03942 | 0 | 0 | 0.07884 | 314.7789 | 0.039777 | 0 | 0 | 0.079554 | 315.0259 | 0.040313 | 0 | 0 | 0.080625 | 315.1905 | 0.04067 | 0 | 0 | 0.08134 | 315.1905 | 0.04067 | 0 | 0 | 0.08134
2017-12-06 15:00 | 280.754 | 0.83681 |  | 299.9144 | 0.0075361 | 0 | 0 | 0.015072 | 308.7847 | 0.026776 | 0 | 0 | 0.053551 | 315.5629 | 0.041478 | 0 | 0 | 0.082955 | 315.7302 | 0.041841 | 0 | 0 | 0.083681 | 315.9813 | 0.042385 | 0 | 0 | 0.08477 | 316.2323 | 0.04293 | 0 | 0 | 0.085859 | 316.4834 | 0.043474 | 0 | 0 | 0.086948 | 316.7344 | 0.044019 | 0 | 0 | 0.088037 | 316.9855 | 0.044563 | 0 | 0 | 0.089126 | 317.2365 | 0.045108 | 0 | 0 | 0.090215 | 317.4876 | 0.045652 | 0 | 0 | 0.091304 | 317.6549 | 0.046015 | 0 | 0 | 0.09203 | 317.906 | 0.04656 | 0 | 0 | 0.093119 | 318.157 | 0.047104 | 0 | 0 | 0.094208 | 318.4081 | 0.047649 | 0 | 0 | 0.095297 | 318.5754 | 0.048012 | 0 | 0 | 0.096023 | 318.8265 | 0.048556 | 0 | 0 | 0.097112 | 318.9938 | 0.048919 | 0 | 0 | 0.097839 | 319.1612 | 0.049282 | 0 | 0 | 0.098565 | 319.4122 | 0.049827 | 0 | 0 | 0.099654 | 319.5796 | 0.05019 | 0 | 0 | 0.10038 | 319.8306 | 0.050734 | 0 | 0 | 0.10147 | 319.998 | 0.051097 | 0 | 0 | 0.10219 | 320.249 | 0.051642 | 0 | 0 | 0.10328 | 320.4164 | 0.052005 | 0 | 0 | 0.10401 | 320.4164 | 0.052005 | 0 | 0 | 0.10401
2017-12-06 16:00 | 282.0569 | 0.8407 |  | 301.3062 | 0.010555 | 0 | 0 | 0.02111 | 310.2176 | 0.029884 | 0 | 0 | 0.059767 | 317.0273 | 0.044654 | 0 | 0 | 0.089308 | 317.1954 | 0.045019 | 0 | 0 | 0.090037 | 317.4476 | 0.045566 | 0 | 0 | 0.091131 | 317.6999 | 0.046113 | 0 | 0 | 0.092225 | 317.9521 | 0.04666 | 0 | 0 | 0.093319 | 318.2043 | 0.047207 | 0 | 0 | 0.094413 | 318.4565 | 0.047754 | 0 | 0 | 0.095507 | 318.7087 | 0.048301 | 0 | 0 | 0.096602 | 318.9609 | 0.048848 | 0 | 0 | 0.097696 | 319.129 | 0.049213 | 0 | 0 | 0.098425 | 319.3812 | 0.04976 | 0 | 0 | 0.099519 | 319.6335 | 0.050307 | 0 | 0 | 0.10061 | 319.8857 | 0.050854 | 0 | 0 | 0.10171 | 320.0538 | 0.051218 | 0 | 0 | 0.10244 | 320.306 | 0.051765 | 0 | 0 | 0.10353 | 320.4742 | 0.05213 | 0 | 0 | 0.10426 | 320.6423 | 0.052495 | 0 | 0 | 0.10499 | 320.8945 | 0.053042 | 0 | 0 | 0.10608 | 321.0626 | 0.053407 | 0 | 0 | 0.10681 | 321.3149 | 0.053954 | 0 | 0 | 0.10791 | 321.483 | 0.054318 | 0 | 0 | 0.10864 | 321.7352 | 0.054865 | 0 | 0 | 0.10973 | 321.9033 | 0.05523 | 0 | 0 | 0.11046 | 321.9033 | 0.05523 | 0 | 0 | 0.11046
2017-12-06 17:00 | 284.1764 | 0.84702 |  | 303.5704 | 0.015466 | 0 | 0 | 0.030932 | 312.5487 | 0.03494 | 0 | 0 | 0.06988 | 319.4096 | 0.049821 | 0 | 0 | 0.099642 | 319.579 | 0.050188 | 0 | 0 | 0.10038 | 319.8331 | 0.05074 | 0 | 0 | 0.10148 | 320.0872 | 0.051291 | 0 | 0 | 0.10258 | 320.3413 | 0.051842 | 0 | 0 | 0.10368 | 320.5954 | 0.052393 | 0 | 0 | 0.10479 | 320.8495 | 0.052944 | 0 | 0 | 0.10589 | 321.1036 | 0.053495 | 0 | 0 | 0.10699 | 321.3577 | 0.054046 | 0 | 0 | 0.10809 | 321.5271 | 0.054414 | 0 | 0 | 0.10883 | 321.7812 | 0.054965 | 0 | 0 | 0.10993 | 322.0353 | 0.055516 | 0 | 0 | 0.11103 | 322.2894 | 0.056067 | 0 | 0 | 0.11213 | 322.4588 | 0.056435 | 0 | 0 | 0.11287 | 322.7129 | 0.056986 | 0 | 0 | 0.11397 | 322.8823 | 0.057353 | 0 | 0 | 0.11471 | 323.0517 | 0.057721 | 0 | 0 | 0.11544 | 323.3058 | 0.058272 | 0 | 0 | 0.11654 | 323.4752 | 0.058639 | 0 | 0 | 0.11728 | 323.7293 | 0.059191 | 0 | 0 | 0.11838 | 323.8987 | 0.059558 | 0 | 0 | 0.11912 | 324.1528 | 0.060109 | 0 | 0 | 0.12022 | 324.3222 | 0.060477 | 0 | 0 | 0.12095 | 324.3222 | 0.060477 | 0 | 0 | 0.12095
2017-12-06 18:00 | 287.2691 | 0.85623 |  | 306.8742 | 0.022632 | 0 | 0 | 0.045263 | 315.9502 | 0.042318 | 0 | 0 | 0.084635 | 322.8857 | 0.057361 | 0 | 0 | 0.11472 | 323.057 | 0.057732 | 0 | 0 | 0.11546 | 323.3138 | 0.058289 | 0 | 0 | 0.11658 | 323.5707 | 0.058847 | 0 | 0 | 0.11769 | 323.8276 | 0.059404 | 0 | 0 | 0.11881 | 324.0845 | 0.059961 | 0 | 0 | 0.11992 | 324.3413 | 0.060518 | 0 | 0 | 0.12104 | 324.5982 | 0.061075 | 0 | 0 | 0.12215 | 324.8551 | 0.061632 | 0 | 0 | 0.12326 | 325.0263 | 0.062004 | 0 | 0 | 0.12401 | 325.2832 | 0.062561 | 0 | 0 | 0.12512 | 325.5401 | 0.063118 | 0 | 0 | 0.12624 | 325.7969 | 0.063675 | 0 | 0 | 0.12735 | 325.9682 | 0.064047 | 0 | 0 | 0.12809 | 326.225 | 0.064604 | 0 | 0 | 0.12921 | 326.3963 | 0.064975 | 0 | 0 | 0.12995 | 326.5675 | 0.065347 | 0 | 0 | 0.13069 | 326.8244 | 0.065904 | 0 | 0 | 0.13181 | 326.9957 | 0.066275 | 0 | 0 | 0.13255 | 327.2525 | 0.066832 | 0 | 0 | 0.13366 | 327.4238 | 0.067204 | 0 | 0 | 0.13441 | 327.6806 | 0.067761 | 0 | 0 | 0.13552 | 327.8519 | 0.068132 | 0 | 0 | 0.13626 | 327.8519 | 0.068132 | 0 | 0 | 0.13626
2017-12-06 19:00 | 278.0165 | 0.82866 |  | 296.9902 | 0.0011933 | 0 | 0 | 0.0023866 | 305.7739 | 0.020245 | 0 | 0 | 0.040491 | 312.486 | 0.034804 | 0 | 0 | 0.069608 | 312.6518 | 0.035163 | 0 | 0 | 0.070327 | 312.9003 | 0.035702 | 0 | 0 | 0.071405 | 313.1489 | 0.036242 | 0 | 0 | 0.072483 | 313.3975 | 0.036781 | 0 | 0 | 0.073562 | 313.6461 | 0.03732 | 0 | 0 | 0.07464 | 313.8947 | 0.037859 | 0 | 0 | 0.075719 | 314.1433 | 0.038399 | 0 | 0 | 0.076797 | 314.3919 | 0.038938 | 0 | 0 | 0.077875 | 314.5577 | 0.039297 | 0 | 0 | 0.078594 | 314.8063 | 0.039836 | 0 | 0 | 0.079673 | 315.0549 | 0.040376 | 0 | 0 | 0.080751 | 315.3034 | 0.040915 | 0 | 0 | 0.08183 | 315.4692 | 0.041274 | 0 | 0 | 0.082549 | 315.7178 | 0.041813 | 0 | 0 | 0.083627 | 315.8835 | 0.042173 | 0 | 0 | 0.084346 | 316.0492 | 0.042532 | 0 | 0 | 0.085065 | 316.2978 | 0.043072 | 0 | 0 | 0.086143 | 316.4636 | 0.043431 | 0 | 0 | 0.086862 | 316.7122 | 0.04397 | 0 | 0 | 0.087941 | 316.8779 | 0.04433 | 0 | 0 | 0.08866 | 317.1265 | 0.044869 | 0 | 0 | 0.089738 | 317.2922 | 0.045228 | 0 | 0 | 0.090457 | 317.2922 | 0.045228 | 0 | 0 | 0.090457
2017-12-06 20:00 | 284.8756 | 0.8491 |  | 304.3173 | 0.017086 | 0 | 0 | 0.034172 | 313.3178 | 0.036608 | 0 | 0 | 0.073216 | 320.1955 | 0.051526 | 0 | 0 | 0.10305 | 320.3653 | 0.051894 | 0 | 0 | 0.10379 | 320.62 | 0.052446 | 0 | 0 | 0.10489 | 320.8747 | 0.052999 | 0 | 0 | 0.106 | 321.1295 | 0.053551 | 0 | 0 | 0.1071 | 321.3842 | 0.054104 | 0 | 0 | 0.10821 | 321.6389 | 0.054656 | 0 | 0 | 0.10931 | 321.8937 | 0.055209 | 0 | 0 | 0.11042 | 322.1484 | 0.055761 | 0 | 0 | 0.11152 | 322.3182 | 0.05613 | 0 | 0 | 0.11226 | 322.5729 | 0.056682 | 0 | 0 | 0.11336 | 322.8277 | 0.057235 | 0 | 0 | 0.11447 | 323.0824 | 0.057787 | 0 | 0 | 0.11557 | 323.2522 | 0.058156 | 0 | 0 | 0.11631 | 323.5069 | 0.058708 | 0 | 0 | 0.11742 | 323.6768 | 0.059077 | 0 | 0 | 0.11815 | 323.8466 | 0.059445 | 0 | 0 | 0.11889 | 324.1013 | 0.059997 | 0 | 0 | 0.11999 | 324.2711 | 0.060366 | 0 | 0 | 0.12073 | 324.5259 | 0.060918 | 0 | 0 | 0.12184 | 324.6957 | 0.061287 | 0 | 0 | 0.12257 | 324.9504 | 0.061839 | 0 | 0 | 0.12368 | 325.1202 | 0.062207 | 0 | 0 | 0.12441 | 325.1202 | 0.062207 | 0 | 0 | 0.12441
2017-12-06 21:00 | 290.1912 | 0.86494 |  | 309.9957 | 0.029402 | 0 | 0 | 0.058805 | 319.1641 | 0.049289 | 0 | 0 | 0.098577 | 326.1702 | 0.064485 | 0 | 0 | 0.12897 | 326.3431 | 0.06486 | 0 | 0 | 0.12972 | 326.6026 | 0.065423 | 0 | 0 | 0.13085 | 326.8621 | 0.065986 | 0 | 0 | 0.13197 | 327.1216 | 0.066548 | 0 | 0 | 0.1331 | 327.3811 | 0.067111 | 0 | 0 | 0.13422 | 327.6406 | 0.067674 | 0 | 0 | 0.13535 | 327.9 | 0.068237 | 0 | 0 | 0.13647 | 328.1595 | 0.0688 | 0 | 0 | 0.1376 | 328.3325 | 0.069175 | 0 | 0 | 0.13835 | 328.592 | 0.069738 | 0 | 0 | 0.13948 | 328.8515 | 0.0703 | 0 | 0 | 0.1406 | 329.111 | 0.070863 | 0 | 0 | 0.14173 | 329.284 | 0.071239 | 0 | 0 | 0.14248 | 329.5434 | 0.071801 | 0 | 0 | 0.1436 | 329.7164 | 0.072177 | 0 | 0 | 0.14435 | 329.8894 | 0.072552 | 0 | 0 | 0.1451 | 330.1489 | 0.073115 | 0 | 0 | 0.14623 | 330.3219 | 0.07349 | 0 | 0 | 0.14698 | 330.5814 | 0.074053 | 0 | 0 | 0.14811 | 330.7544 | 0.074428 | 0 | 0 | 0.14886 | 331.0138 | 0.074991 | 0 | 0 | 0.14998 | 331.1868 | 0.075366 | 0 | 0 | 0.15073 | 331.1868 | 0.075366 | 0 | 0 | 0.15073
2017-12-06 22:00 | 289.1548 | 0.86185 |  | 308.8886 | 0.027001 | 0 | 0 | 0.054002 | 318.0242 | 0.046816 | 0 | 0 | 0.093632 | 325.0052 | 0.061958 | 0 | 0 | 0.12392 | 325.1776 | 0.062332 | 0 | 0 | 0.12466 | 325.4362 | 0.062893 | 0 | 0 | 0.12579 | 325.6947 | 0.063453 | 0 | 0 | 0.12691 | 325.9533 | 0.064014 | 0 | 0 | 0.12803 | 326.2118 | 0.064575 | 0 | 0 | 0.12915 | 326.4704 | 0.065136 | 0 | 0 | 0.13027 | 326.7289 | 0.065697 | 0 | 0 | 0.13139 | 326.9875 | 0.066258 | 0 | 0 | 0.13252 | 327.1599 | 0.066631 | 0 | 0 | 0.13326 | 327.4184 | 0.067192 | 0 | 0 | 0.13438 | 327.677 | 0.067753 | 0 | 0 | 0.13551 | 327.9355 | 0.068314 | 0 | 0 | 0.13663 | 328.1079 | 0.068688 | 0 | 0 | 0.13738 | 328.3665 | 0.069248 | 0 | 0 | 0.1385 | 328.5388 | 0.069622 | 0 | 0 | 0.13924 | 328.7112 | 0.069996 | 0 | 0 | 0.13999 | 328.9698 | 0.070557 | 0 | 0 | 0.14111 | 329.1421 | 0.070931 | 0 | 0 | 0.14186 | 329.4007 | 0.071492 | 0 | 0 | 0.14298 | 329.5731 | 0.071866 | 0 | 0 | 0.14373 | 329.8316 | 0.072426 | 0 | 0 | 0.14485 | 330.004 | 0.0728 | 0 | 0 | 0.1456 | 330.004 | 0.0728 | 0 | 0 | 0.1456
2017-12-06 23:00 | 282.1932 | 0.8411 |  | 301.4519 | 0.010871 | 0 | 0 | 0.021742 | 310.3676 | 0.030209 | 0 | 0 | 0.060418 | 317.1806 | 0.044986 | 0 | 0 | 0.089973 | 317.3488 | 0.045351 | 0 | 0 | 0.090702 | 317.6011 | 0.045898 | 0 | 0 | 0.091797 | 317.8534 | 0.046446 | 0 | 0 | 0.092892 | 318.1058 | 0.046993 | 0 | 0 | 0.093986 | 318.3581 | 0.04754 | 0 | 0 | 0.095081 | 318.6104 | 0.048088 | 0 | 0 | 0.096175 | 318.8628 | 0.048635 | 0 | 0 | 0.09727 | 319.1151 | 0.049182 | 0 | 0 | 0.098365 | 319.2833 | 0.049547 | 0 | 0 | 0.099094 | 319.5357 | 0.050094 | 0 | 0 | 0.10019 | 319.788 | 0.050642 | 0 | 0 | 0.10128 | 320.0403 | 0.051189 | 0 | 0 | 0.10238 | 320.2085 | 0.051554 | 0 | 0 | 0.10311 | 320.4609 | 0.052101 | 0 | 0 | 0.1042 | 320.6291 | 0.052466 | 0 | 0 | 0.10493 | 320.7973 | 0.052831 | 0 | 0 | 0.10566 | 321.0496 | 0.053378 | 0 | 0 | 0.10676 | 321.2179 | 0.053743 | 0 | 0 | 0.10749 | 321.4702 | 0.05429 | 0 | 0 | 0.10858 | 321.6384 | 0.054655 | 0 | 0 | 0.10931 | 321.8907 | 0.055203 | 0 | 0 | 0.11041 | 322.059 | 0.055568 | 0 | 0 | 0.11114 | 322.059 | 0.055568 | 0 | 0 | 0.11114
2017-12-07 | 276.9907 | 0.8256 |  | 295.8943 | 0 | 0 | 0 | 0 | 304.6456 | 0.017798 | 0 | 0 | 0.035596 | 311.3329 | 0.032303 | 0 | 0 | 0.064606 | 311.4981 | 0.032661 | 0 | 0 | 0.065322 | 311.7457 | 0.033198 | 0 | 0 | 0.066396 | 311.9934 | 0.033735 | 0 | 0 | 0.067471 | 312.2411 | 0.034273 | 0 | 0 | 0.068545 | 312.4888 | 0.03481 | 0 | 0 | 0.06962 | 312.7365 | 0.035347 | 0 | 0 | 0.070694 | 312.9841 | 0.035884 | 0 | 0 | 0.071769 | 313.2318 | 0.036421 | 0 | 0 | 0.072843 | 313.3969 | 0.03678 | 0 | 0 | 0.073559 | 313.6446 | 0.037317 | 0 | 0 | 0.074634 | 313.8923 | 0.037854 | 0 | 0 | 0.075708 | 314.14 | 0.038391 | 0 | 0 | 0.076783 | 314.3051 | 0.038749 | 0 | 0 | 0.077499 | 314.5528 | 0.039287 | 0 | 0 | 0.078573 | 314.7179 | 0.039645 | 0 | 0 | 0.07929 | 314.883 | 0.040003 | 0 | 0 | 0.080006 | 315.1307 | 0.04054 | 0 | 0 | 0.08108 | 315.2958 | 0.040898 | 0 | 0 | 0.081797 | 315.5435 | 0.041435 | 0 | 0 | 0.082871 | 315.7086 | 0.041794 | 0 | 0 | 0.083587 | 315.9563 | 0.042331 | 0 | 0 | 0.084662 | 316.1214 | 0.042689 | 0 | 0 | 0.085378 | 316.1214 | 0.042689 | 0 | 0 | 0.085378
2017-12-07 01:00 | 271.9022 | 0.81043 |  | 290.4585 | 0 | 0 | 0 | 0 | 299.0491 | 0.0056591 | 0 | 0 | 0.011318 | 305.6136 | 0.019897 | 0 | 0 | 0.039795 | 305.7757 | 0.020249 | 0 | 0 | 0.040498 | 306.0188 | 0.020776 | 0 | 0 | 0.041553 | 306.2619 | 0.021304 | 0 | 0 | 0.042607 | 306.505 | 0.021831 | 0 | 0 | 0.043662 | 306.7482 | 0.022358 | 0 | 0 | 0.044717 | 306.9913 | 0.022886 | 0 | 0 | 0.045772 | 307.2344 | 0.023413 | 0 | 0 | 0.046826 | 307.4776 | 0.02394 | 0 | 0 | 0.047881 | 307.6397 | 0.024292 | 0 | 0 | 0.048584 | 307.8828 | 0.024819 | 0 | 0 | 0.049639 | 308.1259 | 0.025347 | 0 | 0 | 0.050693 | 308.369 | 0.025874 | 0 | 0 | 0.051748 | 308.5311 | 0.026226 | 0 | 0 | 0.052451 | 308.7743 | 0.026753 | 0 | 0 | 0.053506 | 308.9363 | 0.027105 | 0 | 0 | 0.054209 | 309.0984 | 0.027456 | 0 | 0 | 0.054912 | 309.3416 | 0.027983 | 0 | 0 | 0.055967 | 309.5036 | 0.028335 | 0 | 0 | 0.05667 | 309.7468 | 0.028862 | 0 | 0 | 0.057725 | 309.9089 | 0.029214 | 0 | 0 | 0.058428 | 310.152 | 0.029741 | 0 | 0 | 0.059483 | 310.3141 | 0.030093 | 0 | 0 | 0.060186 | 310.3141 | 0.030093 | 0 | 0 | 0.060186
2017-12-07 02:00 | 274.1106 | 0.81701 |  | 292.8177 | 0 | 0 | 0 | 0 | 301.4781 | 0.010928 | 0 | 0 | 0.021855 | 308.0959 | 0.025282 | 0 | 0 | 0.050563 | 308.2593 | 0.025636 | 0 | 0 | 0.051272 | 308.5044 | 0.026168 | 0 | 0 | 0.052335 | 308.7495 | 0.026699 | 0 | 0 | 0.053398 | 308.9946 | 0.027231 | 0 | 0 | 0.054462 | 309.2397 | 0.027763 | 0 | 0 | 0.055525 | 309.4848 | 0.028294 | 0 | 0 | 0.056588 | 309.7299 | 0.028826 | 0 | 0 | 0.057652 | 309.975 | 0.029357 | 0 | 0 | 0.058715 | 310.1384 | 0.029712 | 0 | 0 | 0.059424 | 310.3835 | 0.030243 | 0 | 0 | 0.060487 | 310.6286 | 0.030775 | 0 | 0 | 0.06155 | 310.8737 | 0.031307 | 0 | 0 | 0.062613 | 311.0371 | 0.031661 | 0 | 0 | 0.063322 | 311.2822 | 0.032193 | 0 | 0 | 0.064386 | 311.4456 | 0.032547 | 0 | 0 | 0.065094 | 311.609 | 0.032902 | 0 | 0 | 0.065803 | 311.8541 | 0.033433 | 0 | 0 | 0.066866 | 312.0175 | 0.033788 | 0 | 0 | 0.067575 | 312.2626 | 0.034319 | 0 | 0 | 0.068639 | 312.426 | 0.034674 | 0 | 0 | 0.069347 | 312.6711 | 0.035205 | 0 | 0 | 0.070411 | 312.8345 | 0.03556 | 0 | 0 | 0.07112 | 312.8345 | 0.03556 | 0 | 0 | 0.07112
2017-12-07 03:00 | 269.9558 | 0.80463 |  | 288.3793 | 0 | 0 | 0 | 0 | 296.9084 | 0.001016 | 0 | 0 | 0.002032 | 303.4259 | 0.015152 | 0 | 0 | 0.030305 | 303.5869 | 0.015502 | 0 | 0 | 0.031003 | 303.8282 | 0.016025 | 0 | 0 | 0.03205 | 304.0696 | 0.016549 | 0 | 0 | 0.033097 | 304.311 | 0.017072 | 0 | 0 | 0.034144 | 304.5524 | 0.017596 | 0 | 0 | 0.035192 | 304.7938 | 0.018119 | 0 | 0 | 0.036239 | 305.0352 | 0.018643 | 0 | 0 | 0.037286 | 305.2766 | 0.019167 | 0 | 0 | 0.038333 | 305.4375 | 0.019516 | 0 | 0 | 0.039031 | 305.6789 | 0.020039 | 0 | 0 | 0.040078 | 305.9203 | 0.020563 | 0 | 0 | 0.041125 | 306.1617 | 0.021086 | 0 | 0 | 0.042173 | 306.3226 | 0.021435 | 0 | 0 | 0.042871 | 306.564 | 0.021959 | 0 | 0 | 0.043918 | 306.7249 | 0.022308 | 0 | 0 | 0.044616 | 306.8858 | 0.022657 | 0 | 0 | 0.045314 | 307.1272 | 0.023181 | 0 | 0 | 0.046361 | 307.2882 | 0.02353 | 0 | 0 | 0.047059 | 307.5295 | 0.024053 | 0 | 0 | 0.048106 | 307.6905 | 0.024402 | 0 | 0 | 0.048805 | 307.9319 | 0.024926 | 0 | 0 | 0.049852 | 308.0928 | 0.025275 | 0 | 0 | 0.05055 | 308.0928 | 0.025275 | 0 | 0 | 0.05055
2017-12-07 04:00 | 279.3835 | 0.83273 |  | 298.4504 | 0.0043605 | 0 | 0 | 0.0087211 | 307.2773 | 0.023506 | 0 | 0 | 0.047012 | 314.0224 | 0.038136 | 0 | 0 | 0.076273 | 314.189 | 0.038498 | 0 | 0 | 0.076995 | 314.4388 | 0.039039 | 0 | 0 | 0.078079 | 314.6886 | 0.039581 | 0 | 0 | 0.079163 | 314.9384 | 0.040123 | 0 | 0 | 0.080246 | 315.1883 | 0.040665 | 0 | 0 | 0.08133 | 315.4381 | 0.041207 | 0 | 0 | 0.082414 | 315.6879 | 0.041749 | 0 | 0 | 0.083497 | 315.9377 | 0.042291 | 0 | 0 | 0.084581 | 316.1043 | 0.042652 | 0 | 0 | 0.085304 | 316.3541 | 0.043194 | 0 | 0 | 0.086387 | 316.6039 | 0.043735 | 0 | 0 | 0.087471 | 316.8537 | 0.044277 | 0 | 0 | 0.088555 | 317.0203 | 0.044639 | 0 | 0 | 0.089277 | 317.2701 | 0.04518 | 0 | 0 | 0.090361 | 317.4366 | 0.045542 | 0 | 0 | 0.091083 | 317.6032 | 0.045903 | 0 | 0 | 0.091806 | 317.853 | 0.046445 | 0 | 0 | 0.09289 | 318.0195 | 0.046806 | 0 | 0 | 0.093612 | 318.2694 | 0.047348 | 0 | 0 | 0.094696 | 318.4359 | 0.047709 | 0 | 0 | 0.095418 | 318.6857 | 0.048251 | 0 | 0 | 0.096502 | 318.8523 | 0.048612 | 0 | 0 | 0.097224 | 318.8523 | 0.048612 | 0 | 0 | 0.097224
2017-12-07 05:00 | 285.1447 | 0.8499 |  | 304.6047 | 0.017709 | 0 | 0 | 0.035419 | 313.6137 | 0.03725 | 0 | 0 | 0.0745 | 320.4979 | 0.052182 | 0 | 0 | 0.10436 | 320.6679 | 0.05255 | 0 | 0 | 0.1051 | 320.9229 | 0.053103 | 0 | 0 | 0.10621 | 321.1778 | 0.053656 | 0 | 0 | 0.10731 | 321.4328 | 0.054209 | 0 | 0 | 0.10842 | 321.6878 | 0.054762 | 0 | 0 | 0.10952 | 321.9427 | 0.055315 | 0 | 0 | 0.11063 | 322.1977 | 0.055868 | 0 | 0 | 0.11174 | 322.4527 | 0.056421 | 0 | 0 | 0.11284 | 322.6227 | 0.05679 | 0 | 0 | 0.11358 | 322.8776 | 0.057343 | 0 | 0 | 0.11469 | 323.1326 | 0.057896 | 0 | 0 | 0.11579 | 323.3876 | 0.058449 | 0 | 0 | 0.1169 | 323.5575 | 0.058818 | 0 | 0 | 0.11764 | 323.8125 | 0.059371 | 0 | 0 | 0.11874 | 323.9825 | 0.05974 | 0 | 0 | 0.11948 | 324.1525 | 0.060108 | 0 | 0 | 0.12022 | 324.4074 | 0.060661 | 0 | 0 | 0.12132 | 324.5774 | 0.06103 | 0 | 0 | 0.12206 | 324.8324 | 0.061583 | 0 | 0 | 0.12317 | 325.0024 | 0.061952 | 0 | 0 | 0.1239 | 325.2574 | 0.062505 | 0 | 0 | 0.12501 | 325.4273 | 0.062874 | 0 | 0 | 0.12575 | 325.4273 | 0.062874 | 0 | 0 | 0.12575
2017-12-07 06:00 | 282.1662 | 0.84102 |  | 301.423 | 0.010808 | 0 | 0 | 0.021616 | 310.3378 | 0.030144 | 0 | 0 | 0.060289 | 317.1501 | 0.04492 | 0 | 0 | 0.089841 | 317.3183 | 0.045285 | 0 | 0 | 0.09057 | 317.5706 | 0.045832 | 0 | 0 | 0.091665 | 317.823 | 0.04638 | 0 | 0 | 0.092759 | 318.0753 | 0.046927 | 0 | 0 | 0.093854 | 318.3276 | 0.047474 | 0 | 0 | 0.094948 | 318.5799 | 0.048021 | 0 | 0 | 0.096043 | 318.8322 | 0.048569 | 0 | 0 | 0.097137 | 319.0845 | 0.049116 | 0 | 0 | 0.098232 | 319.2527 | 0.049481 | 0 | 0 | 0.098961 | 319.505 | 0.050028 | 0 | 0 | 0.10006 | 319.7573 | 0.050575 | 0 | 0 | 0.10115 | 320.0096 | 0.051122 | 0 | 0 | 0.10224 | 320.1778 | 0.051487 | 0 | 0 | 0.10297 | 320.4301 | 0.052035 | 0 | 0 | 0.10407 | 320.5983 | 0.052399 | 0 | 0 | 0.1048 | 320.7665 | 0.052764 | 0 | 0 | 0.10553 | 321.0188 | 0.053312 | 0 | 0 | 0.10662 | 321.187 | 0.053676 | 0 | 0 | 0.10735 | 321.4394 | 0.054224 | 0 | 0 | 0.10845 | 321.6076 | 0.054588 | 0 | 0 | 0.10918 | 321.8599 | 0.055136 | 0 | 0 | 0.11027 | 322.0281 | 0.055501 | 0 | 0 | 0.111 | 322.0281 | 0.055501 | 0 | 0 | 0.111
2017-12-07 07:00 | 275.355 | 0.82072 |  | 294.147 | 0 | 0 | 0 | 0 | 302.8466 | 0.013896 | 0 | 0 | 0.027792 | 309.4945 | 0.028315 | 0 | 0 | 0.05663 | 309.6586 | 0.028671 | 0 | 0 | 0.057342 | 309.9048 | 0.029205 | 0 | 0 | 0.058411 | 310.1511 | 0.029739 | 0 | 0 | 0.059479 | 310.3973 | 0.030273 | 0 | 0 | 0.060547 | 310.6435 | 0.030807 | 0 | 0 | 0.061615 | 310.8897 | 0.031341 | 0 | 0 | 0.062683 | 311.1359 | 0.031875 | 0 | 0 | 0.063751 | 311.3822 | 0.03241 | 0 | 0 | 0.064819 | 311.5463 | 0.032766 | 0 | 0 | 0.065531 | 311.7925 | 0.0333 | 0 | 0 | 0.066599 | 312.0387 | 0.033834 | 0 | 0 | 0.067667 | 312.2849 | 0.034368 | 0 | 0 | 0.068735 | 312.4491 | 0.034724 | 0 | 0 | 0.069447 | 312.6953 | 0.035258 | 0 | 0 | 0.070516 | 312.8595 | 0.035614 | 0 | 0 | 0.071228 | 313.0236 | 0.03597 | 0 | 0 | 0.07194 | 313.2698 | 0.036504 | 0 | 0 | 0.073008 | 313.434 | 0.03686 | 0 | 0 | 0.07372 | 313.6802 | 0.037394 | 0 | 0 | 0.074788 | 313.8443 | 0.03775 | 0 | 0 | 0.0755 | 314.0905 | 0.038284 | 0 | 0 | 0.076568 | 314.2547 | 0.03864 | 0 | 0 | 0.07728 | 314.2547 | 0.03864 | 0 | 0 | 0.07728
2017-12-07 08:00 | 269.9564 | 0.80463 |  | 288.38 | 0 | 0 | 0 | 0 | 296.909 | 0.0010174 | 0 | 0 | 0.0020347 | 303.4266 | 0.015154 | 0 | 0 | 0.030308 | 303.5875 | 0.015503 | 0 | 0 | 0.031006 | 303.8289 | 0.016026 | 0 | 0 | 0.032053 | 304.0703 | 0.01655 | 0 | 0 | 0.0331 | 304.3117 | 0.017074 | 0 | 0 | 0.034147 | 304.553 | 0.017597 | 0 | 0 | 0.035194 | 304.7944 | 0.018121 | 0 | 0 | 0.036242 | 305.0358 | 0.018644 | 0 | 0 | 0.037289 | 305.2772 | 0.019168 | 0 | 0 | 0.038336 | 305.4381 | 0.019517 | 0 | 0 | 0.039034 | 305.6795 | 0.020041 | 0 | 0 | 0.040081 | 305.9209 | 0.020564 | 0 | 0 | 0.041128 | 306.1623 | 0.021088 | 0 | 0 | 0.042175 | 306.3232 | 0.021437 | 0 | 0 | 0.042873 | 306.5646 | 0.02196 | 0 | 0 | 0.043921 | 306.7256 | 0.022309 | 0 | 0 | 0.044619 | 306.8865 | 0.022658 | 0 | 0 | 0.045317 | 307.1279 | 0.023182 | 0 | 0 | 0.046364 | 307.2888 | 0.023531 | 0 | 0 | 0.047062 | 307.5302 | 0.024055 | 0 | 0 | 0.048109 | 307.6911 | 0.024404 | 0 | 0 | 0.048807 | 307.9325 | 0.024927 | 0 | 0 | 0.049854 | 308.0934 | 0.025276 | 0 | 0 | 0.050553 | 308.0934 | 0.025276 | 0 | 0 | 0.050553
2017-12-07 09:00 | 266.476 | 0.79426 |  | 284.662 | 0 | 0 | 0 | 0 | 293.0811 | 0 | 0 | 0 | 0 | 299.5146 | 0.0066688 | 0 | 0 | 0.013338 | 299.6735 | 0.0070134 | 0 | 0 | 0.014027 | 299.9117 | 0.0075302 | 0 | 0 | 0.01506 | 300.15 | 0.008047 | 0 | 0 | 0.016094 | 300.3883 | 0.0085638 | 0 | 0 | 0.017128 | 300.6266 | 0.0090807 | 0 | 0 | 0.018161 | 300.8648 | 0.0095975 | 0 | 0 | 0.019195 | 301.1031 | 0.010114 | 0 | 0 | 0.020229 | 301.3414 | 0.010631 | 0 | 0 | 0.021262 | 301.5002 | 0.010976 | 0 | 0 | 0.021951 | 301.7385 | 0.011492 | 0 | 0 | 0.022985 | 301.9768 | 0.012009 | 0 | 0 | 0.024019 | 302.2151 | 0.012526 | 0 | 0 | 0.025052 | 302.3739 | 0.012871 | 0 | 0 | 0.025741 | 302.6122 | 0.013388 | 0 | 0 | 0.026775 | 302.7711 | 0.013732 | 0 | 0 | 0.027464 | 302.9299 | 0.014077 | 0 | 0 | 0.028153 | 303.1682 | 0.014593 | 0 | 0 | 0.029187 | 303.327 | 0.014938 | 0 | 0 | 0.029876 | 303.5653 | 0.015455 | 0 | 0 | 0.03091 | 303.7242 | 0.015799 | 0 | 0 | 0.031599 | 303.9624 | 0.016316 | 0 | 0 | 0.032632 | 304.1213 | 0.016661 | 0 | 0 | 0.033321 | 304.1213 | 0.016661 | 0 | 0 | 0.033321
2017-12-07 10:00 | 273.4736 | 0.81511 |  | 292.1372 | 0 | 0 | 0 | 0 | 300.7774 | 0.0094078 | 0 | 0 | 0.018816 | 307.3798 | 0.023728 | 0 | 0 | 0.047457 | 307.5428 | 0.024082 | 0 | 0 | 0.048164 | 307.7874 | 0.024612 | 0 | 0 | 0.049225 | 308.0319 | 0.025143 | 0 | 0 | 0.050286 | 308.2764 | 0.025673 | 0 | 0 | 0.051346 | 308.521 | 0.026204 | 0 | 0 | 0.052407 | 308.7655 | 0.026734 | 0 | 0 | 0.053468 | 309.01 | 0.027264 | 0 | 0 | 0.054529 | 309.2546 | 0.027795 | 0 | 0 | 0.05559 | 309.4176 | 0.028148 | 0 | 0 | 0.056297 | 309.6621 | 0.028679 | 0 | 0 | 0.057358 | 309.9067 | 0.029209 | 0 | 0 | 0.058418 | 310.1512 | 0.02974 | 0 | 0 | 0.059479 | 310.3142 | 0.030093 | 0 | 0 | 0.060186 | 310.5588 | 0.030624 | 0 | 0 | 0.061247 | 310.7218 | 0.030977 | 0 | 0 | 0.061954 | 310.8848 | 0.031331 | 0 | 0 | 0.062662 | 311.1293 | 0.031861 | 0 | 0 | 0.063722 | 311.2924 | 0.032215 | 0 | 0 | 0.06443 | 311.5369 | 0.032745 | 0 | 0 | 0.06549 | 311.6999 | 0.033099 | 0 | 0 | 0.066198 | 311.9445 | 0.033629 | 0 | 0 | 0.067258 | 312.1075 | 0.033983 | 0 | 0 | 0.067966 | 312.1075 | 0.033983 | 0 | 0 | 0.067966
2017-12-07 11:00 | 271.8306 | 0.81022 |  | 290.3821 | 0 | 0 | 0 | 0 | 298.9704 | 0.0054884 | 0 | 0 | 0.010977 | 305.5331 | 0.019723 | 0 | 0 | 0.039446 | 305.6952 | 0.020075 | 0 | 0 | 0.040149 | 305.9383 | 0.020602 | 0 | 0 | 0.041203 | 306.1813 | 0.021129 | 0 | 0 | 0.042258 | 306.4244 | 0.021656 | 0 | 0 | 0.043312 | 306.6674 | 0.022183 | 0 | 0 | 0.044367 | 306.9105 | 0.022711 | 0 | 0 | 0.045421 | 307.1536 | 0.023238 | 0 | 0 | 0.046476 | 307.3966 | 0.023765 | 0 | 0 | 0.04753 | 307.5587 | 0.024116 | 0 | 0 | 0.048233 | 307.8018 | 0.024644 | 0 | 0 | 0.049287 | 308.0448 | 0.025171 | 0 | 0 | 0.050342 | 308.2879 | 0.025698 | 0 | 0 | 0.051396 | 308.4499 | 0.02605 | 0 | 0 | 0.052099 | 308.693 | 0.026577 | 0 | 0 | 0.053153 | 308.855 | 0.026928 | 0 | 0 | 0.053856 | 309.0171 | 0.02728 | 0 | 0 | 0.054559 | 309.2601 | 0.027807 | 0 | 0 | 0.055614 | 309.4222 | 0.028158 | 0 | 0 | 0.056317 | 309.6653 | 0.028686 | 0 | 0 | 0.057371 | 309.8273 | 0.029037 | 0 | 0 | 0.058074 | 310.0704 | 0.029564 | 0 | 0 | 0.059129 | 310.2324 | 0.029916 | 0 | 0 | 0.059831 | 310.2324 | 0.029916 | 0 | 0 | 0.059831
2017-12-07 12:00 | 280.3491 | 0.83561 |  | 299.4819 | 0.0065978 | 0 | 0 | 0.013196 | 308.3393 | 0.02581 | 0 | 0 | 0.051619 | 315.1077 | 0.04049 | 0 | 0 | 0.080981 | 315.2748 | 0.040853 | 0 | 0 | 0.081706 | 315.5255 | 0.041397 | 0 | 0 | 0.082793 | 315.7762 | 0.04194 | 0 | 0 | 0.08388 | 316.0269 | 0.042484 | 0 | 0 | 0.084968 | 316.2776 | 0.043028 | 0 | 0 | 0.086055 | 316.5283 | 0.043571 | 0 | 0 | 0.087143 | 316.7789 | 0.044115 | 0 | 0 | 0.08823 | 317.0296 | 0.044659 | 0 | 0 | 0.089318 | 317.1967 | 0.045021 | 0 | 0 | 0.090043 | 317.4474 | 0.045565 | 0 | 0 | 0.09113 | 317.6981 | 0.046109 | 0 | 0 | 0.092218 | 317.9488 | 0.046653 | 0 | 0 | 0.093305 | 318.1159 | 0.047015 | 0 | 0 | 0.09403 | 318.3666 | 0.047559 | 0 | 0 | 0.095118 | 318.5337 | 0.047921 | 0 | 0 | 0.095843 | 318.7008 | 0.048284 | 0 | 0 | 0.096568 | 318.9515 | 0.048827 | 0 | 0 | 0.097655 | 319.1186 | 0.04919 | 0 | 0 | 0.09838 | 319.3693 | 0.049734 | 0 | 0 | 0.099467 | 319.5364 | 0.050096 | 0 | 0 | 0.10019 | 319.7871 | 0.05064 | 0 | 0 | 0.10128 | 319.9543 | 0.051002 | 0 | 0 | 0.102 | 319.9543 | 0.051002 | 0 | 0 | 0.102
2017-12-07 13:00 | 273.8412 | 0.81621 |  | 292.5299 | 0 | 0 | 0 | 0 | 301.1817 | 0.010285 | 0 | 0 | 0.020569 | 307.793 | 0.024625 | 0 | 0 | 0.049249 | 307.9562 | 0.024979 | 0 | 0 | 0.049957 | 308.2011 | 0.02551 | 0 | 0 | 0.05102 | 308.446 | 0.026041 | 0 | 0 | 0.052082 | 308.6908 | 0.026572 | 0 | 0 | 0.053144 | 308.9357 | 0.027103 | 0 | 0 | 0.054206 | 309.1806 | 0.027634 | 0 | 0 | 0.055269 | 309.4254 | 0.028165 | 0 | 0 | 0.056331 | 309.6703 | 0.028696 | 0 | 0 | 0.057393 | 309.8335 | 0.029051 | 0 | 0 | 0.058101 | 310.0784 | 0.029582 | 0 | 0 | 0.059163 | 310.3233 | 0.030113 | 0 | 0 | 0.060226 | 310.5681 | 0.030644 | 0 | 0 | 0.061288 | 310.7314 | 0.030998 | 0 | 0 | 0.061996 | 310.9762 | 0.031529 | 0 | 0 | 0.063058 | 311.1395 | 0.031883 | 0 | 0 | 0.063766 | 311.3027 | 0.032237 | 0 | 0 | 0.064474 | 311.5476 | 0.032768 | 0 | 0 | 0.065537 | 311.7108 | 0.033122 | 0 | 0 | 0.066245 | 311.9557 | 0.033654 | 0 | 0 | 0.067307 | 312.1189 | 0.034008 | 0 | 0 | 0.068015 | 312.3638 | 0.034539 | 0 | 0 | 0.069077 | 312.527 | 0.034893 | 0 | 0 | 0.069786 | 312.527 | 0.034893 | 0 | 0 | 0.069786
2017-12-07 14:00 | 270.1567 | 0.80523 |  | 288.594 | 0 | 0 | 0 | 0 | 297.1294 | 0.0014953 | 0 | 0 | 0.0029905 | 303.6517 | 0.015642 | 0 | 0 | 0.031284 | 303.8128 | 0.015992 | 0 | 0 | 0.031983 | 304.0543 | 0.016516 | 0 | 0 | 0.033031 | 304.2959 | 0.017039 | 0 | 0 | 0.034079 | 304.5375 | 0.017563 | 0 | 0 | 0.035127 | 304.779 | 0.018087 | 0 | 0 | 0.036175 | 305.0206 | 0.018611 | 0 | 0 | 0.037223 | 305.2622 | 0.019135 | 0 | 0 | 0.038271 | 305.5038 | 0.019659 | 0 | 0 | 0.039319 | 305.6648 | 0.020009 | 0 | 0 | 0.040017 | 305.9064 | 0.020533 | 0 | 0 | 0.041065 | 306.1479 | 0.021057 | 0 | 0 | 0.042113 | 306.3895 | 0.02158 | 0 | 0 | 0.043161 | 306.5506 | 0.02193 | 0 | 0 | 0.04386 | 306.7921 | 0.022454 | 0 | 0 | 0.044907 | 306.9532 | 0.022803 | 0 | 0 | 0.045606 | 307.1142 | 0.023152 | 0 | 0 | 0.046305 | 307.3558 | 0.023676 | 0 | 0 | 0.047353 | 307.5168 | 0.024026 | 0 | 0 | 0.048051 | 307.7584 | 0.02455 | 0 | 0 | 0.049099 | 307.9194 | 0.024899 | 0 | 0 | 0.049798 | 308.161 | 0.025423 | 0 | 0 | 0.050846 | 308.3221 | 0.025772 | 0 | 0 | 0.051544 | 308.3221 | 0.025772 | 0 | 0 | 0.051544
2017-12-07 15:00 | 273.2531 | 0.81446 |  | 291.9016 | 0 | 0 | 0 | 0 | 300.5349 | 0.0088818 | 0 | 0 | 0.017764 | 307.132 | 0.023191 | 0 | 0 | 0.046382 | 307.2949 | 0.023544 | 0 | 0 | 0.047088 | 307.5392 | 0.024074 | 0 | 0 | 0.048148 | 307.7836 | 0.024604 | 0 | 0 | 0.049208 | 308.0279 | 0.025134 | 0 | 0 | 0.050268 | 308.2722 | 0.025664 | 0 | 0 | 0.051328 | 308.5166 | 0.026194 | 0 | 0 | 0.052388 | 308.7609 | 0.026724 | 0 | 0 | 0.053448 | 309.0052 | 0.027254 | 0 | 0 | 0.054508 | 309.1681 | 0.027607 | 0 | 0 | 0.055215 | 309.4125 | 0.028137 | 0 | 0 | 0.056275 | 309.6568 | 0.028667 | 0 | 0 | 0.057335 | 309.9011 | 0.029197 | 0 | 0 | 0.058394 | 310.064 | 0.029551 | 0 | 0 | 0.059101 | 310.3084 | 0.030081 | 0 | 0 | 0.060161 | 310.4713 | 0.030434 | 0 | 0 | 0.060868 | 310.6342 | 0.030787 | 0 | 0 | 0.061574 | 310.8785 | 0.031317 | 0 | 0 | 0.062634 | 311.0414 | 0.03167 | 0 | 0 | 0.063341 | 311.2857 | 0.0322 | 0 | 0 | 0.064401 | 311.4486 | 0.032554 | 0 | 0 | 0.065107 | 311.693 | 0.033084 | 0 | 0 | 0.066167 | 311.8558 | 0.033437 | 0 | 0 | 0.066874 | 311.8558 | 0.033437 | 0 | 0 | 0.066874
2017-12-07 16:00 | 275.3421 | 0.82068 |  | 294.1332 | 0 | 0 | 0 | 0 | 302.8324 | 0.013865 | 0 | 0 | 0.02773 | 309.48 | 0.028284 | 0 | 0 | 0.056567 | 309.6441 | 0.02864 | 0 | 0 | 0.057279 | 309.8903 | 0.029174 | 0 | 0 | 0.058347 | 310.1365 | 0.029708 | 0 | 0 | 0.059415 | 310.3827 | 0.030242 | 0 | 0 | 0.060483 | 310.6289 | 0.030776 | 0 | 0 | 0.061552 | 310.8751 | 0.03131 | 0 | 0 | 0.06262 | 311.1213 | 0.031844 | 0 | 0 | 0.063688 | 311.3675 | 0.032378 | 0 | 0 | 0.064756 | 311.5317 | 0.032734 | 0 | 0 | 0.065468 | 311.7779 | 0.033268 | 0 | 0 | 0.066536 | 312.0241 | 0.033802 | 0 | 0 | 0.067604 | 312.2703 | 0.034336 | 0 | 0 | 0.068672 | 312.4344 | 0.034692 | 0 | 0 | 0.069384 | 312.6806 | 0.035226 | 0 | 0 | 0.070452 | 312.8448 | 0.035582 | 0 | 0 | 0.071164 | 313.0089 | 0.035938 | 0 | 0 | 0.071876 | 313.2551 | 0.036472 | 0 | 0 | 0.072944 | 313.4192 | 0.036828 | 0 | 0 | 0.073656 | 313.6655 | 0.037362 | 0 | 0 | 0.074724 | 313.8296 | 0.037718 | 0 | 0 | 0.075436 | 314.0758 | 0.038252 | 0 | 0 | 0.076504 | 314.2399 | 0.038608 | 0 | 0 | 0.077216 | 314.2399 | 0.038608 | 0 | 0 | 0.077216
2017-12-07 17:00 | 270.9676 | 0.80765 |  | 289.4601 | 0 | 0 | 0 | 0 | 298.0212 | 0.0034296 | 0 | 0 | 0.0068592 | 304.5631 | 0.017619 | 0 | 0 | 0.035238 | 304.7246 | 0.017969 | 0 | 0 | 0.035939 | 304.9669 | 0.018495 | 0 | 0 | 0.03699 | 305.2092 | 0.01902 | 0 | 0 | 0.038041 | 305.4515 | 0.019546 | 0 | 0 | 0.039092 | 305.6938 | 0.020072 | 0 | 0 | 0.040143 | 305.9361 | 0.020597 | 0 | 0 | 0.041194 | 306.1784 | 0.021123 | 0 | 0 | 0.042245 | 306.4207 | 0.021648 | 0 | 0 | 0.043296 | 306.5822 | 0.021998 | 0 | 0 | 0.043997 | 306.8245 | 0.022524 | 0 | 0 | 0.045048 | 307.0668 | 0.02305 | 0 | 0 | 0.046099 | 307.3091 | 0.023575 | 0 | 0 | 0.04715 | 307.4706 | 0.023925 | 0 | 0 | 0.047851 | 307.7129 | 0.024451 | 0 | 0 | 0.048902 | 307.8745 | 0.024801 | 0 | 0 | 0.049603 | 308.036 | 0.025152 | 0 | 0 | 0.050303 | 308.2783 | 0.025677 | 0 | 0 | 0.051354 | 308.4398 | 0.026028 | 0 | 0 | 0.052055 | 308.6821 | 0.026553 | 0 | 0 | 0.053106 | 308.8436 | 0.026903 | 0 | 0 | 0.053807 | 309.0859 | 0.027429 | 0 | 0 | 0.054858 | 309.2475 | 0.027779 | 0 | 0 | 0.055559 | 309.2475 | 0.027779 | 0 | 0 | 0.055559
2017-12-07 18:00 | 277.6867 | 0.82767 |  | 296.6378 | 0.00042908 | 0 | 0 | 0.00085817 | 305.4112 | 0.019458 | 0 | 0 | 0.038917 | 312.1153 | 0.034 | 0 | 0 | 0.067999 | 312.2808 | 0.034359 | 0 | 0 | 0.068718 | 312.5291 | 0.034897 | 0 | 0 | 0.069795 | 312.7774 | 0.035436 | 0 | 0 | 0.070872 | 313.0257 | 0.035974 | 0 | 0 | 0.071949 | 313.274 | 0.036513 | 0 | 0 | 0.073026 | 313.5223 | 0.037052 | 0 | 0 | 0.074103 | 313.7706 | 0.03759 | 0 | 0 | 0.07518 | 314.0189 | 0.038129 | 0 | 0 | 0.076257 | 314.1845 | 0.038488 | 0 | 0 | 0.076976 | 314.4328 | 0.039026 | 0 | 0 | 0.078053 | 314.6811 | 0.039565 | 0 | 0 | 0.07913 | 314.9294 | 0.040103 | 0 | 0 | 0.080207 | 315.0949 | 0.040463 | 0 | 0 | 0.080925 | 315.3432 | 0.041001 | 0 | 0 | 0.082002 | 315.5088 | 0.04136 | 0 | 0 | 0.08272 | 315.6743 | 0.041719 | 0 | 0 | 0.083438 | 315.9226 | 0.042258 | 0 | 0 | 0.084515 | 316.0881 | 0.042617 | 0 | 0 | 0.085234 | 316.3364 | 0.043155 | 0 | 0 | 0.086311 | 316.502 | 0.043514 | 0 | 0 | 0.087029 | 316.7503 | 0.044053 | 0 | 0 | 0.088106 | 316.9158 | 0.044412 | 0 | 0 | 0.088824 | 316.9158 | 0.044412 | 0 | 0 | 0.088824
2017-12-07 19:00 | 284.2114 | 0.84712 |  | 303.6078 | 0.015547 | 0 | 0 | 0.031094 | 312.5873 | 0.035024 | 0 | 0 | 0.070047 | 319.449 | 0.049906 | 0 | 0 | 0.099813 | 319.6184 | 0.050274 | 0 | 0 | 0.10055 | 319.8725 | 0.050825 | 0 | 0 | 0.10165 | 320.1267 | 0.051376 | 0 | 0 | 0.10275 | 320.3808 | 0.051928 | 0 | 0 | 0.10386 | 320.635 | 0.052479 | 0 | 0 | 0.10496 | 320.8891 | 0.05303 | 0 | 0 | 0.10606 | 321.1432 | 0.053581 | 0 | 0 | 0.10716 | 321.3974 | 0.054133 | 0 | 0 | 0.10827 | 321.5668 | 0.0545 | 0 | 0 | 0.109 | 321.8209 | 0.055051 | 0 | 0 | 0.1101 | 322.0751 | 0.055602 | 0 | 0 | 0.1112 | 322.3292 | 0.056154 | 0 | 0 | 0.11231 | 322.4986 | 0.056521 | 0 | 0 | 0.11304 | 322.7528 | 0.057072 | 0 | 0 | 0.11414 | 322.9222 | 0.05744 | 0 | 0 | 0.11488 | 323.0916 | 0.057807 | 0 | 0 | 0.11561 | 323.3457 | 0.058359 | 0 | 0 | 0.11672 | 323.5152 | 0.058726 | 0 | 0 | 0.11745 | 323.7693 | 0.059277 | 0 | 0 | 0.11855 | 323.9387 | 0.059645 | 0 | 0 | 0.11929 | 324.1929 | 0.060196 | 0 | 0 | 0.12039 | 324.3623 | 0.060563 | 0 | 0 | 0.12113 | 324.3623 | 0.060563 | 0 | 0 | 0.12113
2017-12-07 20:00 | 274.0556 | 0.81685 |  | 292.7589 | 0 | 0 | 0 | 0 | 301.4175 | 0.010796 | 0 | 0 | 0.021593 | 308.034 | 0.025147 | 0 | 0 | 0.050295 | 308.1974 | 0.025502 | 0 | 0 | 0.051004 | 308.4424 | 0.026033 | 0 | 0 | 0.052067 | 308.6875 | 0.026565 | 0 | 0 | 0.05313 | 308.9325 | 0.027096 | 0 | 0 | 0.054193 | 309.1776 | 0.027628 | 0 | 0 | 0.055256 | 309.4227 | 0.028159 | 0 | 0 | 0.056319 | 309.6677 | 0.028691 | 0 | 0 | 0.057382 | 309.9128 | 0.029222 | 0 | 0 | 0.058445 | 310.0761 | 0.029577 | 0 | 0 | 0.059154 | 310.3212 | 0.030108 | 0 | 0 | 0.060217 | 310.5662 | 0.03064 | 0 | 0 | 0.06128 | 310.8113 | 0.031171 | 0 | 0 | 0.062343 | 310.9747 | 0.031526 | 0 | 0 | 0.063051 | 311.2197 | 0.032057 | 0 | 0 | 0.064114 | 311.3831 | 0.032412 | 0 | 0 | 0.064823 | 311.5465 | 0.032766 | 0 | 0 | 0.065532 | 311.7915 | 0.033297 | 0 | 0 | 0.066595 | 311.9549 | 0.033652 | 0 | 0 | 0.067304 | 312.1999 | 0.034183 | 0 | 0 | 0.068367 | 312.3633 | 0.034538 | 0 | 0 | 0.069075 | 312.6084 | 0.035069 | 0 | 0 | 0.070138 | 312.7717 | 0.035424 | 0 | 0 | 0.070847 | 312.7717 | 0.035424 | 0 | 0 | 0.070847
2017-12-07 21:00 | 276.4243 | 0.82391 |  | 295.2892 | 0 | 0 | 0 | 0 | 304.0227 | 0.016447 | 0 | 0 | 0.032894 | 310.6964 | 0.030922 | 0 | 0 | 0.061844 | 310.8611 | 0.031279 | 0 | 0 | 0.062559 | 311.1083 | 0.031816 | 0 | 0 | 0.063631 | 311.3555 | 0.032352 | 0 | 0 | 0.064703 | 311.6027 | 0.032888 | 0 | 0 | 0.065776 | 311.8498 | 0.033424 | 0 | 0 | 0.066848 | 312.097 | 0.03396 | 0 | 0 | 0.06792 | 312.3442 | 0.034496 | 0 | 0 | 0.068992 | 312.5913 | 0.035032 | 0 | 0 | 0.070065 | 312.7561 | 0.03539 | 0 | 0 | 0.070779 | 313.0033 | 0.035926 | 0 | 0 | 0.071852 | 313.2505 | 0.036462 | 0 | 0 | 0.072924 | 313.4977 | 0.036998 | 0 | 0 | 0.073996 | 313.6624 | 0.037355 | 0 | 0 | 0.074711 | 313.9096 | 0.037892 | 0 | 0 | 0.075783 | 314.0744 | 0.038249 | 0 | 0 | 0.076498 | 314.2392 | 0.038606 | 0 | 0 | 0.077213 | 314.4863 | 0.039143 | 0 | 0 | 0.078285 | 314.6511 | 0.0395 | 0 | 0 | 0.079 | 314.8983 | 0.040036 | 0 | 0 | 0.080072 | 315.0631 | 0.040393 | 0 | 0 | 0.080787 | 315.3103 | 0.04093 | 0 | 0 | 0.081859 | 315.475 | 0.041287 | 0 | 0 | 0.082574 | 315.475 | 0.041287 | 0 | 0 | 0.082574
2017-12-07 22:00 | 280.9185 | 0.83731 |  | 300.0902 | 0.0079173 | 0 | 0 | 0.015835 | 308.9656 | 0.027168 | 0 | 0 | 0.054336 | 315.7478 | 0.041879 | 0 | 0 | 0.083757 | 315.9153 | 0.042242 | 0 | 0 | 0.084484 | 316.1665 | 0.042787 | 0 | 0 | 0.085573 | 316.4177 | 0.043332 | 0 | 0 | 0.086663 | 316.6688 | 0.043876 | 0 | 0 | 0.087753 | 316.92 | 0.044421 | 0 | 0 | 0.088842 | 317.1712 | 0.044966 | 0 | 0 | 0.089932 | 317.4224 | 0.045511 | 0 | 0 | 0.091022 | 317.6736 | 0.046056 | 0 | 0 | 0.092111 | 317.8411 | 0.046419 | 0 | 0 | 0.092838 | 318.0923 | 0.046964 | 0 | 0 | 0.093928 | 318.3435 | 0.047509 | 0 | 0 | 0.095017 | 318.5947 | 0.048053 | 0 | 0 | 0.096107 | 318.7621 | 0.048417 | 0 | 0 | 0.096833 | 319.0133 | 0.048961 | 0 | 0 | 0.097923 | 319.1808 | 0.049325 | 0 | 0 | 0.098649 | 319.3482 | 0.049688 | 0 | 0 | 0.099376 | 319.5994 | 0.050233 | 0 | 0 | 0.10047 | 319.7669 | 0.050596 | 0 | 0 | 0.10119 | 320.0181 | 0.051141 | 0 | 0 | 0.10228 | 320.1855 | 0.051504 | 0 | 0 | 0.10301 | 320.4367 | 0.052049 | 0 | 0 | 0.1041 | 320.6042 | 0.052412 | 0 | 0 | 0.10482 | 320.6042 | 0.052412 | 0 | 0 | 0.10482
2017-12-07 23:00 | 281.4798 | 0.83898 |  | 300.6898 | 0.0092178 | 0 | 0 | 0.018436 | 309.5829 | 0.028507 | 0 | 0 | 0.057014 | 316.3787 | 0.043247 | 0 | 0 | 0.086494 | 316.5465 | 0.043611 | 0 | 0 | 0.087222 | 316.7982 | 0.044157 | 0 | 0 | 0.088314 | 317.0499 | 0.044703 | 0 | 0 | 0.089406 | 317.3015 | 0.045249 | 0 | 0 | 0.090497 | 317.5532 | 0.045795 | 0 | 0 | 0.091589 | 317.8049 | 0.046341 | 0 | 0 | 0.092681 | 318.0566 | 0.046886 | 0 | 0 | 0.093773 | 318.3083 | 0.047432 | 0 | 0 | 0.094865 | 318.4761 | 0.047796 | 0 | 0 | 0.095593 | 318.7278 | 0.048342 | 0 | 0 | 0.096685 | 318.9795 | 0.048888 | 0 | 0 | 0.097776 | 319.2312 | 0.049434 | 0 | 0 | 0.098868 | 319.399 | 0.049798 | 0 | 0 | 0.099596 | 319.6507 | 0.050344 | 0 | 0 | 0.10069 | 319.8185 | 0.050708 | 0 | 0 | 0.10142 | 319.9863 | 0.051072 | 0 | 0 | 0.10214 | 320.238 | 0.051618 | 0 | 0 | 0.10324 | 320.4058 | 0.051982 | 0 | 0 | 0.10396 | 320.6575 | 0.052528 | 0 | 0 | 0.10506 | 320.8253 | 0.052892 | 0 | 0 | 0.10578 | 321.077 | 0.053438 | 0 | 0 | 0.10688 | 321.2447 | 0.053801 | 0 | 0 | 0.1076 | 321.2447 | 0.053801 | 0 | 0 | 0.1076
2017-12-08 | 284.5381 | 0.84809 |  | 303.9568 | 0.016304 | 0 | 0 | 0.032608 | 312.9466 | 0.035803 | 0 | 0 | 0.071606 | 319.8162 | 0.050703 | 0 | 0 | 0.10141 | 319.9858 | 0.051071 | 0 | 0 | 0.10214 | 320.2402 | 0.051623 | 0 | 0 | 0.10325 | 320.4946 | 0.052175 | 0 | 0 | 0.10435 | 320.7491 | 0.052726 | 0 | 0 | 0.10545 | 321.0035 | 0.053278 | 0 | 0 | 0.10656 | 321.2579 | 0.05383 | 0 | 0 | 0.10766 | 321.5124 | 0.054382 | 0 | 0 | 0.10876 | 321.7668 | 0.054934 | 0 | 0 | 0.10987 | 321.9364 | 0.055302 | 0 | 0 | 0.1106 | 322.1908 | 0.055854 | 0 | 0 | 0.11171 | 322.4453 | 0.056405 | 0 | 0 | 0.11281 | 322.6997 | 0.056957 | 0 | 0 | 0.11391 | 322.8693 | 0.057325 | 0 | 0 | 0.11465 | 323.1237 | 0.057877 | 0 | 0 | 0.11575 | 323.2933 | 0.058245 | 0 | 0 | 0.11649 | 323.463 | 0.058613 | 0 | 0 | 0.11723 | 323.7174 | 0.059165 | 0 | 0 | 0.11833 | 323.887 | 0.059533 | 0 | 0 | 0.11907 | 324.1414 | 0.060084 | 0 | 0 | 0.12017 | 324.3111 | 0.060452 | 0 | 0 | 0.1209 | 324.5655 | 0.061004 | 0 | 0 | 0.12201 | 324.7351 | 0.061372 | 0 | 0 | 0.12274 | 324.7351 | 0.061372 | 0 | 0 | 0.12274
2017-12-08 01:00 | 286.174 | 0.85297 |  | 305.7044 | 0.020094 | 0 | 0 | 0.040189 | 314.7459 | 0.039705 | 0 | 0 | 0.079411 | 321.6549 | 0.054691 | 0 | 0 | 0.10938 | 321.8255 | 0.055061 | 0 | 0 | 0.11012 | 322.0814 | 0.055616 | 0 | 0 | 0.11123 | 322.3373 | 0.056171 | 0 | 0 | 0.11234 | 322.5932 | 0.056726 | 0 | 0 | 0.11345 | 322.8491 | 0.057281 | 0 | 0 | 0.11456 | 323.105 | 0.057836 | 0 | 0 | 0.11567 | 323.3608 | 0.058391 | 0 | 0 | 0.11678 | 323.6167 | 0.058946 | 0 | 0 | 0.11789 | 323.7873 | 0.059316 | 0 | 0 | 0.11863 | 324.0432 | 0.059871 | 0 | 0 | 0.11974 | 324.2991 | 0.060426 | 0 | 0 | 0.12085 | 324.555 | 0.060981 | 0 | 0 | 0.12196 | 324.7256 | 0.061351 | 0 | 0 | 0.1227 | 324.9815 | 0.061906 | 0 | 0 | 0.12381 | 325.1521 | 0.062277 | 0 | 0 | 0.12455 | 325.3227 | 0.062647 | 0 | 0 | 0.12529 | 325.5786 | 0.063202 | 0 | 0 | 0.1264 | 325.7492 | 0.063572 | 0 | 0 | 0.12714 | 326.0051 | 0.064127 | 0 | 0 | 0.12825 | 326.1756 | 0.064497 | 0 | 0 | 0.12899 | 326.4315 | 0.065052 | 0 | 0 | 0.1301 | 326.6021 | 0.065422 | 0 | 0 | 0.13084 | 326.6021 | 0.065422 | 0 | 0 | 0.13084
2017-12-08 02:00 | 283.4384 | 0.84482 |  | 302.782 | 0.013756 | 0 | 0 | 0.027512 | 311.7371 | 0.033179 | 0 | 0 | 0.066359 | 318.5801 | 0.048022 | 0 | 0 | 0.096044 | 318.749 | 0.048388 | 0 | 0 | 0.096777 | 319.0025 | 0.048938 | 0 | 0 | 0.097876 | 319.2559 | 0.049488 | 0 | 0 | 0.098976 | 319.5094 | 0.050037 | 0 | 0 | 0.10007 | 319.7628 | 0.050587 | 0 | 0 | 0.10117 | 320.0163 | 0.051137 | 0 | 0 | 0.10227 | 320.2697 | 0.051687 | 0 | 0 | 0.10337 | 320.5232 | 0.052236 | 0 | 0 | 0.10447 | 320.6921 | 0.052603 | 0 | 0 | 0.10521 | 320.9456 | 0.053153 | 0 | 0 | 0.10631 | 321.199 | 0.053702 | 0 | 0 | 0.1074 | 321.4525 | 0.054252 | 0 | 0 | 0.1085 | 321.6214 | 0.054619 | 0 | 0 | 0.10924 | 321.8749 | 0.055168 | 0 | 0 | 0.11034 | 322.0438 | 0.055535 | 0 | 0 | 0.11107 | 322.2128 | 0.055901 | 0 | 0 | 0.1118 | 322.4662 | 0.056451 | 0 | 0 | 0.1129 | 322.6352 | 0.056817 | 0 | 0 | 0.11363 | 322.8886 | 0.057367 | 0 | 0 | 0.11473 | 323.0576 | 0.057734 | 0 | 0 | 0.11547 | 323.3111 | 0.058283 | 0 | 0 | 0.11657 | 323.48 | 0.05865 | 0 | 0 | 0.1173 | 323.48 | 0.05865 | 0 | 0 | 0.1173
2017-12-08 03:00 | 281.52 | 0.8391 |  | 300.7327 | 0.0093108 | 0 | 0 | 0.018622 | 309.6271 | 0.028603 | 0 | 0 | 0.057206 | 316.4238 | 0.043345 | 0 | 0 | 0.08669 | 316.5916 | 0.043709 | 0 | 0 | 0.087418 | 316.8434 | 0.044255 | 0 | 0 | 0.08851 | 317.0951 | 0.044801 | 0 | 0 | 0.089602 | 317.3468 | 0.045347 | 0 | 0 | 0.090694 | 317.5985 | 0.045893 | 0 | 0 | 0.091786 | 317.8503 | 0.046439 | 0 | 0 | 0.092878 | 318.102 | 0.046985 | 0 | 0 | 0.09397 | 318.3537 | 0.047531 | 0 | 0 | 0.095062 | 318.5215 | 0.047895 | 0 | 0 | 0.09579 | 318.7733 | 0.048441 | 0 | 0 | 0.096882 | 319.025 | 0.048987 | 0 | 0 | 0.097974 | 319.2767 | 0.049533 | 0 | 0 | 0.099066 | 319.4446 | 0.049897 | 0 | 0 | 0.099794 | 319.6963 | 0.050443 | 0 | 0 | 0.10089 | 319.8641 | 0.050807 | 0 | 0 | 0.10161 | 320.0319 | 0.051171 | 0 | 0 | 0.10234 | 320.2837 | 0.051717 | 0 | 0 | 0.10343 | 320.4515 | 0.052081 | 0 | 0 | 0.10416 | 320.7032 | 0.052627 | 0 | 0 | 0.10525 | 320.871 | 0.052991 | 0 | 0 | 0.10598 | 321.1228 | 0.053537 | 0 | 0 | 0.10707 | 321.2906 | 0.053901 | 0 | 0 | 0.1078 | 321.2906 | 0.053901 | 0 | 0 | 0.1078
2017-12-08 04:00 | 287.2252 | 0.8561 |  | 306.8273 | 0.02253 | 0 | 0 | 0.04506 | 315.902 | 0.042213 | 0 | 0 | 0.084426 | 322.8364 | 0.057254 | 0 | 0 | 0.11451 | 323.0076 | 0.057625 | 0 | 0 | 0.11525 | 323.2644 | 0.058182 | 0 | 0 | 0.11636 | 323.5213 | 0.058739 | 0 | 0 | 0.11748 | 323.7781 | 0.059296 | 0 | 0 | 0.11859 | 324.0349 | 0.059853 | 0 | 0 | 0.11971 | 324.2918 | 0.06041 | 0 | 0 | 0.12082 | 324.5486 | 0.060968 | 0 | 0 | 0.12194 | 324.8054 | 0.061525 | 0 | 0 | 0.12305 | 324.9766 | 0.061896 | 0 | 0 | 0.12379 | 325.2335 | 0.062453 | 0 | 0 | 0.12491 | 325.4903 | 0.06301 | 0 | 0 | 0.12602 | 325.7471 | 0.063567 | 0 | 0 | 0.12713 | 325.9184 | 0.063939 | 0 | 0 | 0.12788 | 326.1752 | 0.064496 | 0 | 0 | 0.12899 | 326.3464 | 0.064867 | 0 | 0 | 0.12973 | 326.5176 | 0.065238 | 0 | 0 | 0.13048 | 326.7745 | 0.065795 | 0 | 0 | 0.13159 | 326.9457 | 0.066167 | 0 | 0 | 0.13233 | 327.2025 | 0.066724 | 0 | 0 | 0.13345 | 327.3737 | 0.067095 | 0 | 0 | 0.13419 | 327.6306 | 0.067652 | 0 | 0 | 0.1353 | 327.8018 | 0.068024 | 0 | 0 | 0.13605 | 327.8018 | 0.068024 | 0 | 0 | 0.13605
2017-12-08 05:00 | 276.142 | 0.82307 |  | 294.9877 | 0 | 0 | 0 | 0 | 303.7122 | 0.015773 | 0 | 0 | 0.031547 | 310.379 | 0.030234 | 0 | 0 | 0.060468 | 310.5436 | 0.030591 | 0 | 0 | 0.061182 | 310.7906 | 0.031126 | 0 | 0 | 0.062253 | 311.0375 | 0.031662 | 0 | 0 | 0.063324 | 311.2844 | 0.032198 | 0 | 0 | 0.064395 | 311.5313 | 0.032733 | 0 | 0 | 0.065466 | 311.7782 | 0.033269 | 0 | 0 | 0.066537 | 312.0252 | 0.033804 | 0 | 0 | 0.067608 | 312.2721 | 0.03434 | 0 | 0 | 0.06868 | 312.4367 | 0.034697 | 0 | 0 | 0.069394 | 312.6836 | 0.035232 | 0 | 0 | 0.070465 | 312.9305 | 0.035768 | 0 | 0 | 0.071536 | 313.1775 | 0.036304 | 0 | 0 | 0.072607 | 313.3421 | 0.036661 | 0 | 0 | 0.073321 | 313.589 | 0.037196 | 0 | 0 | 0.074392 | 313.7536 | 0.037553 | 0 | 0 | 0.075106 | 313.9182 | 0.03791 | 0 | 0 | 0.075821 | 314.1651 | 0.038446 | 0 | 0 | 0.076892 | 314.3298 | 0.038803 | 0 | 0 | 0.077606 | 314.5767 | 0.039338 | 0 | 0 | 0.078677 | 314.7413 | 0.039695 | 0 | 0 | 0.079391 | 314.9882 | 0.040231 | 0 | 0 | 0.080462 | 315.1528 | 0.040588 | 0 | 0 | 0.081176 | 315.1528 | 0.040588 | 0 | 0 | 0.081176
2017-12-08 06:00 | 289.1755 | 0.86192 |  | 308.9107 | 0.027049 | 0 | 0 | 0.054098 | 318.047 | 0.046866 | 0 | 0 | 0.093731 | 325.0285 | 0.062008 | 0 | 0 | 0.12402 | 325.2009 | 0.062382 | 0 | 0 | 0.12476 | 325.4595 | 0.062943 | 0 | 0 | 0.12589 | 325.718 | 0.063504 | 0 | 0 | 0.12701 | 325.9766 | 0.064065 | 0 | 0 | 0.12813 | 326.2352 | 0.064626 | 0 | 0 | 0.12925 | 326.4938 | 0.065187 | 0 | 0 | 0.13037 | 326.7523 | 0.065747 | 0 | 0 | 0.13149 | 327.0109 | 0.066308 | 0 | 0 | 0.13262 | 327.1833 | 0.066682 | 0 | 0 | 0.13336 | 327.4419 | 0.067243 | 0 | 0 | 0.13449 | 327.7004 | 0.067804 | 0 | 0 | 0.13561 | 327.959 | 0.068365 | 0 | 0 | 0.13673 | 328.1314 | 0.068739 | 0 | 0 | 0.13748 | 328.39 | 0.069299 | 0 | 0 | 0.1386 | 328.5624 | 0.069673 | 0 | 0 | 0.13935 | 328.7347 | 0.070047 | 0 | 0 | 0.14009 | 328.9933 | 0.070608 | 0 | 0 | 0.14122 | 329.1657 | 0.070982 | 0 | 0 | 0.14196 | 329.4243 | 0.071543 | 0 | 0 | 0.14309 | 329.5967 | 0.071917 | 0 | 0 | 0.14383 | 329.8552 | 0.072478 | 0 | 0 | 0.14496 | 330.0276 | 0.072852 | 0 | 0 | 0.1457 | 330.0276 | 0.072852 | 0 | 0 | 0.1457
2017-12-08 07:00 | 292.1908 | 0.8709 |  | 312.1318 | 0.034036 | 0 | 0 | 0.068071 | 321.3634 | 0.054059 | 0 | 0 | 0.10812 | 328.4177 | 0.06936 | 0 | 0 | 0.13872 | 328.5919 | 0.069737 | 0 | 0 | 0.13947 | 328.8531 | 0.070304 | 0 | 0 | 0.14061 | 329.1144 | 0.070871 | 0 | 0 | 0.14174 | 329.3757 | 0.071438 | 0 | 0 | 0.14288 | 329.637 | 0.072004 | 0 | 0 | 0.14401 | 329.8982 | 0.072571 | 0 | 0 | 0.14514 | 330.1595 | 0.073138 | 0 | 0 | 0.14628 | 330.4208 | 0.073704 | 0 | 0 | 0.14741 | 330.595 | 0.074082 | 0 | 0 | 0.14816 | 330.8562 | 0.074649 | 0 | 0 | 0.1493 | 331.1175 | 0.075215 | 0 | 0 | 0.15043 | 331.3788 | 0.075782 | 0 | 0 | 0.15156 | 331.5529 | 0.07616 | 0 | 0 | 0.15232 | 331.8142 | 0.076727 | 0 | 0 | 0.15345 | 331.9884 | 0.077104 | 0 | 0 | 0.15421 | 332.1626 | 0.077482 | 0 | 0 | 0.15496 | 332.4238 | 0.078049 | 0 | 0 | 0.1561 | 332.598 | 0.078427 | 0 | 0 | 0.15685 | 332.8593 | 0.078993 | 0 | 0 | 0.15799 | 333.0335 | 0.079371 | 0 | 0 | 0.15874 | 333.2948 | 0.079938 | 0 | 0 | 0.15988 | 333.4689 | 0.080316 | 0 | 0 | 0.16063 | 333.4689 | 0.080316 | 0 | 0 | 0.16063
2017-12-08 08:00 | 283.3109 | 0.84444 |  | 302.6459 | 0.013461 | 0 | 0 | 0.026921 | 311.5969 | 0.032875 | 0 | 0 | 0.065751 | 318.4368 | 0.047711 | 0 | 0 | 0.095422 | 318.6057 | 0.048077 | 0 | 0 | 0.096155 | 318.859 | 0.048627 | 0 | 0 | 0.097254 | 319.1124 | 0.049176 | 0 | 0 | 0.098353 | 319.3657 | 0.049726 | 0 | 0 | 0.099452 | 319.619 | 0.050275 | 0 | 0 | 0.10055 | 319.8724 | 0.050825 | 0 | 0 | 0.10165 | 320.1257 | 0.051374 | 0 | 0 | 0.10275 | 320.379 | 0.051924 | 0 | 0 | 0.10385 | 320.5479 | 0.05229 | 0 | 0 | 0.10458 | 320.8012 | 0.05284 | 0 | 0 | 0.10568 | 321.0546 | 0.053389 | 0 | 0 | 0.10678 | 321.3079 | 0.053938 | 0 | 0 | 0.10788 | 321.4768 | 0.054305 | 0 | 0 | 0.10861 | 321.7301 | 0.054854 | 0 | 0 | 0.10971 | 321.899 | 0.055221 | 0 | 0 | 0.11044 | 322.0679 | 0.055587 | 0 | 0 | 0.11117 | 322.3212 | 0.056136 | 0 | 0 | 0.11227 | 322.4901 | 0.056503 | 0 | 0 | 0.11301 | 322.7434 | 0.057052 | 0 | 0 | 0.1141 | 322.9123 | 0.057418 | 0 | 0 | 0.11484 | 323.1657 | 0.057968 | 0 | 0 | 0.11594 | 323.3345 | 0.058334 | 0 | 0 | 0.11667 | 323.3345 | 0.058334 | 0 | 0 | 0.11667
2017-12-08 09:00 | 284.8398 | 0.84899 |  | 304.2791 | 0.017003 | 0 | 0 | 0.034006 | 313.2784 | 0.036523 | 0 | 0 | 0.073045 | 320.1553 | 0.051438 | 0 | 0 | 0.10288 | 320.3251 | 0.051807 | 0 | 0 | 0.10361 | 320.5798 | 0.052359 | 0 | 0 | 0.10472 | 320.8345 | 0.052912 | 0 | 0 | 0.10582 | 321.0892 | 0.053464 | 0 | 0 | 0.10693 | 321.3439 | 0.054016 | 0 | 0 | 0.10803 | 321.5986 | 0.054569 | 0 | 0 | 0.10914 | 321.8533 | 0.055121 | 0 | 0 | 0.11024 | 322.108 | 0.055674 | 0 | 0 | 0.11135 | 322.2777 | 0.056042 | 0 | 0 | 0.11208 | 322.5324 | 0.056595 | 0 | 0 | 0.11319 | 322.7871 | 0.057147 | 0 | 0 | 0.11429 | 323.0418 | 0.057699 | 0 | 0 | 0.1154 | 323.2116 | 0.058068 | 0 | 0 | 0.11614 | 323.4663 | 0.05862 | 0 | 0 | 0.11724 | 323.6361 | 0.058988 | 0 | 0 | 0.11798 | 323.8059 | 0.059357 | 0 | 0 | 0.11871 | 324.0606 | 0.059909 | 0 | 0 | 0.11982 | 324.2304 | 0.060277 | 0 | 0 | 0.12055 | 324.4851 | 0.06083 | 0 | 0 | 0.12166 | 324.6549 | 0.061198 | 0 | 0 | 0.1224 | 324.9096 | 0.061751 | 0 | 0 | 0.1235 | 325.0794 | 0.062119 | 0 | 0 | 0.12424 | 325.0794 | 0.062119 | 0 | 0 | 0.12424
2017-12-08 10:00 | 282.7079 | 0.84264 |  | 302.0016 | 0.012063 | 0 | 0 | 0.024126 | 310.9336 | 0.031437 | 0 | 0 | 0.062873 | 317.759 | 0.046241 | 0 | 0 | 0.092482 | 317.9275 | 0.046606 | 0 | 0 | 0.093213 | 318.1803 | 0.047155 | 0 | 0 | 0.094309 | 318.4331 | 0.047703 | 0 | 0 | 0.095406 | 318.6859 | 0.048251 | 0 | 0 | 0.096503 | 318.9387 | 0.0488 | 0 | 0 | 0.097599 | 319.1915 | 0.049348 | 0 | 0 | 0.098696 | 319.4443 | 0.049896 | 0 | 0 | 0.099793 | 319.6971 | 0.050445 | 0 | 0 | 0.10089 | 319.8656 | 0.05081 | 0 | 0 | 0.10162 | 320.1184 | 0.051358 | 0 | 0 | 0.10272 | 320.3712 | 0.051907 | 0 | 0 | 0.10381 | 320.624 | 0.052455 | 0 | 0 | 0.10491 | 320.7925 | 0.052821 | 0 | 0 | 0.10564 | 321.0453 | 0.053369 | 0 | 0 | 0.10674 | 321.2138 | 0.053734 | 0 | 0 | 0.10747 | 321.3823 | 0.0541 | 0 | 0 | 0.1082 | 321.6351 | 0.054648 | 0 | 0 | 0.1093 | 321.8037 | 0.055014 | 0 | 0 | 0.11003 | 322.0564 | 0.055562 | 0 | 0 | 0.11112 | 322.225 | 0.055928 | 0 | 0 | 0.11186 | 322.4778 | 0.056476 | 0 | 0 | 0.11295 | 322.6463 | 0.056841 | 0 | 0 | 0.11368 | 322.6463 | 0.056841 | 0 | 0 | 0.11368
2017-12-08 11:00 | 276.6976 | 0.82472 |  | 295.5812 | 0 | 0 | 0 | 0 | 304.3233 | 0.017099 | 0 | 0 | 0.034198 | 311.0035 | 0.031588 | 0 | 0 | 0.063177 | 311.1685 | 0.031946 | 0 | 0 | 0.063892 | 311.4159 | 0.032483 | 0 | 0 | 0.064965 | 311.6633 | 0.033019 | 0 | 0 | 0.066039 | 311.9107 | 0.033556 | 0 | 0 | 0.067112 | 312.1581 | 0.034093 | 0 | 0 | 0.068185 | 312.4056 | 0.034629 | 0 | 0 | 0.069259 | 312.653 | 0.035166 | 0 | 0 | 0.070332 | 312.9004 | 0.035703 | 0 | 0 | 0.071405 | 313.0653 | 0.03606 | 0 | 0 | 0.072121 | 313.3127 | 0.036597 | 0 | 0 | 0.073194 | 313.5602 | 0.037134 | 0 | 0 | 0.074267 | 313.8076 | 0.03767 | 0 | 0 | 0.075341 | 313.9725 | 0.038028 | 0 | 0 | 0.076056 | 314.2199 | 0.038565 | 0 | 0 | 0.077129 | 314.3849 | 0.038922 | 0 | 0 | 0.077845 | 314.5498 | 0.03928 | 0 | 0 | 0.07856 | 314.7973 | 0.039817 | 0 | 0 | 0.079634 | 314.9622 | 0.040175 | 0 | 0 | 0.080349 | 315.2096 | 0.040711 | 0 | 0 | 0.081423 | 315.3746 | 0.041069 | 0 | 0 | 0.082138 | 315.622 | 0.041606 | 0 | 0 | 0.083211 | 315.7869 | 0.041963 | 0 | 0 | 0.083927 | 315.7869 | 0.041963 | 0 | 0 | 0.083927
2017-12-08 12:00 | 267.6213 | 0.79767 |  | 285.8855 | 0 | 0 | 0 | 0 | 294.3408 | 0 | 0 | 0 | 0 | 300.8019 | 0.009461 | 0 | 0 | 0.018922 | 300.9615 | 0.009807 | 0 | 0 | 0.019614 | 301.2008 | 0.010326 | 0 | 0 | 0.020652 | 301.4401 | 0.010845 | 0 | 0 | 0.02169 | 301.6794 | 0.011364 | 0 | 0 | 0.022728 | 301.9187 | 0.011883 | 0 | 0 | 0.023766 | 302.158 | 0.012402 | 0 | 0 | 0.024805 | 302.3973 | 0.012921 | 0 | 0 | 0.025843 | 302.6366 | 0.01344 | 0 | 0 | 0.026881 | 302.7961 | 0.013786 | 0 | 0 | 0.027573 | 303.0354 | 0.014305 | 0 | 0 | 0.028611 | 303.2747 | 0.014824 | 0 | 0 | 0.029649 | 303.514 | 0.015344 | 0 | 0 | 0.030687 | 303.6735 | 0.01569 | 0 | 0 | 0.031379 | 303.9128 | 0.016209 | 0 | 0 | 0.032417 | 304.0724 | 0.016555 | 0 | 0 | 0.033109 | 304.2319 | 0.016901 | 0 | 0 | 0.033801 | 304.4712 | 0.01742 | 0 | 0 | 0.034839 | 304.6307 | 0.017766 | 0 | 0 | 0.035531 | 304.87 | 0.018285 | 0 | 0 | 0.03657 | 305.0296 | 0.018631 | 0 | 0 | 0.037262 | 305.2689 | 0.01915 | 0 | 0 | 0.0383 | 305.4284 | 0.019496 | 0 | 0 | 0.038992 | 305.4284 | 0.019496 | 0 | 0 | 0.038992
2017-12-08 13:00 | 268.2288 | 0.79948 |  | 286.5344 | 0 | 0 | 0 | 0 | 295.0089 | 0 | 0 | 0 | 0 | 301.4847 | 0.010942 | 0 | 0 | 0.021884 | 301.6446 | 0.011289 | 0 | 0 | 0.022578 | 301.8844 | 0.011809 | 0 | 0 | 0.023618 | 302.1243 | 0.012329 | 0 | 0 | 0.024658 | 302.3641 | 0.012849 | 0 | 0 | 0.025699 | 302.604 | 0.01337 | 0 | 0 | 0.026739 | 302.8438 | 0.01389 | 0 | 0 | 0.02778 | 303.0837 | 0.01441 | 0 | 0 | 0.02882 | 303.3235 | 0.01493 | 0 | 0 | 0.029861 | 303.4834 | 0.015277 | 0 | 0 | 0.030554 | 303.7233 | 0.015797 | 0 | 0 | 0.031595 | 303.9631 | 0.016318 | 0 | 0 | 0.032635 | 304.2029 | 0.016838 | 0 | 0 | 0.033676 | 304.3628 | 0.017185 | 0 | 0 | 0.034369 | 304.6027 | 0.017705 | 0 | 0 | 0.03541 | 304.7626 | 0.018052 | 0 | 0 | 0.036103 | 304.9225 | 0.018399 | 0 | 0 | 0.036797 | 305.1623 | 0.018919 | 0 | 0 | 0.037837 | 305.3222 | 0.019266 | 0 | 0 | 0.038531 | 305.5621 | 0.019786 | 0 | 0 | 0.039572 | 305.722 | 0.020133 | 0 | 0 | 0.040265 | 305.9618 | 0.020653 | 0 | 0 | 0.041306 | 306.1217 | 0.021 | 0 | 0 | 0.041999 | 306.1217 | 0.021 | 0 | 0 | 0.041999
2017-12-08 14:00 | 274.2057 | 0.8173 |  | 292.9193 | 0 | 0 | 0 | 0 | 301.5826 | 0.011154 | 0 | 0 | 0.022309 | 308.2027 | 0.025513 | 0 | 0 | 0.051027 | 308.3662 | 0.025868 | 0 | 0 | 0.051736 | 308.6114 | 0.0264 | 0 | 0 | 0.052799 | 308.8566 | 0.026932 | 0 | 0 | 0.053863 | 309.1018 | 0.027463 | 0 | 0 | 0.054927 | 309.3469 | 0.027995 | 0 | 0 | 0.05599 | 309.5921 | 0.028527 | 0 | 0 | 0.057054 | 309.8373 | 0.029059 | 0 | 0 | 0.058118 | 310.0825 | 0.029591 | 0 | 0 | 0.059181 | 310.246 | 0.029945 | 0 | 0 | 0.05989 | 310.4912 | 0.030477 | 0 | 0 | 0.060954 | 310.7363 | 0.031009 | 0 | 0 | 0.062018 | 310.9815 | 0.031541 | 0 | 0 | 0.063081 | 311.145 | 0.031895 | 0 | 0 | 0.06379 | 311.3902 | 0.032427 | 0 | 0 | 0.064854 | 311.5536 | 0.032781 | 0 | 0 | 0.065563 | 311.7171 | 0.033136 | 0 | 0 | 0.066272 | 311.9623 | 0.033668 | 0 | 0 | 0.067336 | 312.1258 | 0.034022 | 0 | 0 | 0.068045 | 312.3709 | 0.034554 | 0 | 0 | 0.069108 | 312.5344 | 0.034909 | 0 | 0 | 0.069818 | 312.7796 | 0.035441 | 0 | 0 | 0.070881 | 312.9431 | 0.035795 | 0 | 0 | 0.07159 | 312.9431 | 0.035795 | 0 | 0 | 0.07159
2017-12-08 15:00 | 272.9961 | 0.81369 |  | 291.6271 | 0 | 0 | 0 | 0 | 300.2522 | 0.0082687 | 0 | 0 | 0.016537 | 306.8431 | 0.022564 | 0 | 0 | 0.045129 | 307.0059 | 0.022917 | 0 | 0 | 0.045835 | 307.25 | 0.023447 | 0 | 0 | 0.046894 | 307.4941 | 0.023976 | 0 | 0 | 0.047953 | 307.7382 | 0.024506 | 0 | 0 | 0.049011 | 307.9823 | 0.025035 | 0 | 0 | 0.05007 | 308.2264 | 0.025565 | 0 | 0 | 0.051129 | 308.4705 | 0.026094 | 0 | 0 | 0.052188 | 308.7146 | 0.026624 | 0 | 0 | 0.053247 | 308.8773 | 0.026977 | 0 | 0 | 0.053953 | 309.1214 | 0.027506 | 0 | 0 | 0.055012 | 309.3656 | 0.028036 | 0 | 0 | 0.056071 | 309.6097 | 0.028565 | 0 | 0 | 0.05713 | 309.7724 | 0.028918 | 0 | 0 | 0.057836 | 310.0165 | 0.029447 | 0 | 0 | 0.058895 | 310.1792 | 0.0298 | 0 | 0 | 0.059601 | 310.342 | 0.030153 | 0 | 0 | 0.060307 | 310.5861 | 0.030683 | 0 | 0 | 0.061366 | 310.7488 | 0.031036 | 0 | 0 | 0.062072 | 310.9929 | 0.031565 | 0 | 0 | 0.063131 | 311.1557 | 0.031918 | 0 | 0 | 0.063837 | 311.3998 | 0.032448 | 0 | 0 | 0.064896 | 311.5625 | 0.032801 | 0 | 0 | 0.065602 | 311.5625 | 0.032801 | 0 | 0 | 0.065602
2017-12-08 16:00 | 280.9453 | 0.83739 |  | 300.1188 | 0.0079794 | 0 | 0 | 0.015959 | 308.9951 | 0.027232 | 0 | 0 | 0.054464 | 315.7779 | 0.041944 | 0 | 0 | 0.083888 | 315.9454 | 0.042307 | 0 | 0 | 0.084614 | 316.1966 | 0.042852 | 0 | 0 | 0.085704 | 316.4478 | 0.043397 | 0 | 0 | 0.086794 | 316.6991 | 0.043942 | 0 | 0 | 0.087884 | 316.9503 | 0.044487 | 0 | 0 | 0.088974 | 317.2015 | 0.045032 | 0 | 0 | 0.090063 | 317.4527 | 0.045577 | 0 | 0 | 0.091153 | 317.7039 | 0.046121 | 0 | 0 | 0.092243 | 317.8714 | 0.046485 | 0 | 0 | 0.092969 | 318.1226 | 0.04703 | 0 | 0 | 0.094059 | 318.3738 | 0.047574 | 0 | 0 | 0.095149 | 318.625 | 0.048119 | 0 | 0 | 0.096239 | 318.7925 | 0.048483 | 0 | 0 | 0.096965 | 319.0437 | 0.049028 | 0 | 0 | 0.098055 | 319.2112 | 0.049391 | 0 | 0 | 0.098782 | 319.3787 | 0.049754 | 0 | 0 | 0.099508 | 319.6299 | 0.050299 | 0 | 0 | 0.1006 | 319.7974 | 0.050662 | 0 | 0 | 0.10132 | 320.0486 | 0.051207 | 0 | 0 | 0.10241 | 320.2161 | 0.05157 | 0 | 0 | 0.10314 | 320.4673 | 0.052115 | 0 | 0 | 0.10423 | 320.6348 | 0.052478 | 0 | 0 | 0.10496 | 320.6348 | 0.052478 | 0 | 0 | 0.10496
2017-12-08 17:00 | 289.4423 | 0.86271 |  | 309.1957 | 0.027667 | 0 | 0 | 0.055334 | 318.3405 | 0.047502 | 0 | 0 | 0.095004 | 325.3284 | 0.062659 | 0 | 0 | 0.12532 | 325.501 | 0.063033 | 0 | 0 | 0.12607 | 325.7598 | 0.063595 | 0 | 0 | 0.12719 | 326.0186 | 0.064156 | 0 | 0 | 0.12831 | 326.2774 | 0.064717 | 0 | 0 | 0.12943 | 326.5362 | 0.065279 | 0 | 0 | 0.13056 | 326.795 | 0.06584 | 0 | 0 | 0.13168 | 327.0539 | 0.066401 | 0 | 0 | 0.1328 | 327.3127 | 0.066963 | 0 | 0 | 0.13393 | 327.4852 | 0.067337 | 0 | 0 | 0.13467 | 327.744 | 0.067898 | 0 | 0 | 0.1358 | 328.0028 | 0.06846 | 0 | 0 | 0.13692 | 328.2616 | 0.069021 | 0 | 0 | 0.13804 | 328.4342 | 0.069395 | 0 | 0 | 0.13879 | 328.693 | 0.069957 | 0 | 0 | 0.13991 | 328.8655 | 0.070331 | 0 | 0 | 0.14066 | 329.0381 | 0.070705 | 0 | 0 | 0.14141 | 329.2969 | 0.071267 | 0 | 0 | 0.14253 | 329.4694 | 0.071641 | 0 | 0 | 0.14328 | 329.7283 | 0.072202 | 0 | 0 | 0.1444 | 329.9008 | 0.072576 | 0 | 0 | 0.14515 | 330.1596 | 0.073138 | 0 | 0 | 0.14628 | 330.3322 | 0.073512 | 0 | 0 | 0.14702 | 330.3322 | 0.073512 | 0 | 0 | 0.14702
2017-12-08 18:00 | 285.711 | 0.85159 |  | 305.2098 | 0.019022 | 0 | 0 | 0.038043 | 314.2366 | 0.038601 | 0 | 0 | 0.077202 | 321.1345 | 0.053562 | 0 | 0 | 0.10712 | 321.3048 | 0.053932 | 0 | 0 | 0.10786 | 321.5603 | 0.054486 | 0 | 0 | 0.10897 | 321.8158 | 0.05504 | 0 | 0 | 0.11008 | 322.0712 | 0.055594 | 0 | 0 | 0.11119 | 322.3267 | 0.056148 | 0 | 0 | 0.1123 | 322.5822 | 0.056702 | 0 | 0 | 0.1134 | 322.8377 | 0.057257 | 0 | 0 | 0.11451 | 323.0931 | 0.057811 | 0 | 0 | 0.11562 | 323.2635 | 0.05818 | 0 | 0 | 0.11636 | 323.5189 | 0.058734 | 0 | 0 | 0.11747 | 323.7744 | 0.059288 | 0 | 0 | 0.11858 | 324.0299 | 0.059842 | 0 | 0 | 0.11968 | 324.2002 | 0.060212 | 0 | 0 | 0.12042 | 324.4557 | 0.060766 | 0 | 0 | 0.12153 | 324.626 | 0.061135 | 0 | 0 | 0.12227 | 324.7963 | 0.061505 | 0 | 0 | 0.12301 | 325.0518 | 0.062059 | 0 | 0 | 0.12412 | 325.2221 | 0.062428 | 0 | 0 | 0.12486 | 325.4776 | 0.062983 | 0 | 0 | 0.12597 | 325.6479 | 0.063352 | 0 | 0 | 0.1267 | 325.9034 | 0.063906 | 0 | 0 | 0.12781 | 326.0737 | 0.064276 | 0 | 0 | 0.12855 | 326.0737 | 0.064276 | 0 | 0 | 0.12855
2017-12-08 19:00 | 288.3647 | 0.8595 |  | 308.0445 | 0.02517 | 0 | 0 | 0.05034 | 317.1552 | 0.044931 | 0 | 0 | 0.089863 | 324.1172 | 0.060032 | 0 | 0 | 0.12006 | 324.2891 | 0.060405 | 0 | 0 | 0.12081 | 324.5469 | 0.060964 | 0 | 0 | 0.12193 | 324.8048 | 0.061523 | 0 | 0 | 0.12305 | 325.0626 | 0.062082 | 0 | 0 | 0.12416 | 325.3205 | 0.062642 | 0 | 0 | 0.12528 | 325.5783 | 0.063201 | 0 | 0 | 0.1264 | 325.8362 | 0.06376 | 0 | 0 | 0.12752 | 326.094 | 0.06432 | 0 | 0 | 0.12864 | 326.2659 | 0.064692 | 0 | 0 | 0.12938 | 326.5238 | 0.065252 | 0 | 0 | 0.1305 | 326.7816 | 0.065811 | 0 | 0 | 0.13162 | 327.0395 | 0.06637 | 0 | 0 | 0.13274 | 327.2114 | 0.066743 | 0 | 0 | 0.13349 | 327.4692 | 0.067302 | 0 | 0 | 0.1346 | 327.6411 | 0.067675 | 0 | 0 | 0.13535 | 327.813 | 0.068048 | 0 | 0 | 0.1361 | 328.0709 | 0.068607 | 0 | 0 | 0.13721 | 328.2428 | 0.06898 | 0 | 0 | 0.13796 | 328.5006 | 0.069539 | 0 | 0 | 0.13908 | 328.6725 | 0.069912 | 0 | 0 | 0.13982 | 328.9304 | 0.070472 | 0 | 0 | 0.14094 | 329.1023 | 0.070844 | 0 | 0 | 0.14169 | 329.1023 | 0.070844 | 0 | 0 | 0.14169
2017-12-08 20:00 | 277.3614 | 0.8267 |  | 296.2903 | 0 | 0 | 0 | 0 | 305.0533 | 0.018682 | 0 | 0 | 0.037365 | 311.7496 | 0.033207 | 0 | 0 | 0.066413 | 311.9149 | 0.033565 | 0 | 0 | 0.06713 | 312.1629 | 0.034103 | 0 | 0 | 0.068206 | 312.411 | 0.034641 | 0 | 0 | 0.069282 | 312.659 | 0.035179 | 0 | 0 | 0.070358 | 312.907 | 0.035717 | 0 | 0 | 0.071434 | 313.155 | 0.036255 | 0 | 0 | 0.07251 | 313.403 | 0.036793 | 0 | 0 | 0.073586 | 313.651 | 0.037331 | 0 | 0 | 0.074661 | 313.8164 | 0.037689 | 0 | 0 | 0.075379 | 314.0644 | 0.038227 | 0 | 0 | 0.076455 | 314.3124 | 0.038765 | 0 | 0 | 0.07753 | 314.5604 | 0.039303 | 0 | 0 | 0.078606 | 314.7257 | 0.039662 | 0 | 0 | 0.079323 | 314.9737 | 0.0402 | 0 | 0 | 0.080399 | 315.1391 | 0.040558 | 0 | 0 | 0.081117 | 315.3044 | 0.040917 | 0 | 0 | 0.081834 | 315.5524 | 0.041455 | 0 | 0 | 0.08291 | 315.7178 | 0.041813 | 0 | 0 | 0.083627 | 315.9658 | 0.042351 | 0 | 0 | 0.084703 | 316.1311 | 0.04271 | 0 | 0 | 0.08542 | 316.3791 | 0.043248 | 0 | 0 | 0.086496 | 316.5445 | 0.043607 | 0 | 0 | 0.087213 | 316.5445 | 0.043607 | 0 | 0 | 0.087213
2017-12-08 21:00 | 286.1854 | 0.853 |  | 305.7165 | 0.020121 | 0 | 0 | 0.040242 | 314.7584 | 0.039733 | 0 | 0 | 0.079465 | 321.6677 | 0.054719 | 0 | 0 | 0.10944 | 321.8383 | 0.055089 | 0 | 0 | 0.11018 | 322.0942 | 0.055644 | 0 | 0 | 0.11129 | 322.3501 | 0.056199 | 0 | 0 | 0.1124 | 322.606 | 0.056754 | 0 | 0 | 0.11351 | 322.8619 | 0.057309 | 0 | 0 | 0.11462 | 323.1178 | 0.057864 | 0 | 0 | 0.11573 | 323.3737 | 0.058419 | 0 | 0 | 0.11684 | 323.6296 | 0.058974 | 0 | 0 | 0.11795 | 323.8002 | 0.059344 | 0 | 0 | 0.11869 | 324.0561 | 0.059899 | 0 | 0 | 0.1198 | 324.312 | 0.060454 | 0 | 0 | 0.12091 | 324.5679 | 0.061009 | 0 | 0 | 0.12202 | 324.7385 | 0.061379 | 0 | 0 | 0.12276 | 324.9944 | 0.061935 | 0 | 0 | 0.12387 | 325.165 | 0.062305 | 0 | 0 | 0.12461 | 325.3356 | 0.062675 | 0 | 0 | 0.12535 | 325.5915 | 0.06323 | 0 | 0 | 0.12646 | 325.7621 | 0.0636 | 0 | 0 | 0.1272 | 326.018 | 0.064155 | 0 | 0 | 0.12831 | 326.1886 | 0.064525 | 0 | 0 | 0.12905 | 326.4445 | 0.06508 | 0 | 0 | 0.13016 | 326.6151 | 0.06545 | 0 | 0 | 0.1309 | 326.6151 | 0.06545 | 0 | 0 | 0.1309
2017-12-08 22:00 | 288.4219 | 0.85967 |  | 308.1056 | 0.025303 | 0 | 0 | 0.050606 | 317.2181 | 0.045068 | 0 | 0 | 0.090136 | 324.1815 | 0.060171 | 0 | 0 | 0.12034 | 324.3534 | 0.060544 | 0 | 0 | 0.12109 | 324.6113 | 0.061104 | 0 | 0 | 0.12221 | 324.8692 | 0.061663 | 0 | 0 | 0.12333 | 325.1271 | 0.062222 | 0 | 0 | 0.12444 | 325.385 | 0.062782 | 0 | 0 | 0.12556 | 325.6429 | 0.063341 | 0 | 0 | 0.12668 | 325.9008 | 0.0639 | 0 | 0 | 0.1278 | 326.1587 | 0.06446 | 0 | 0 | 0.12892 | 326.3306 | 0.064833 | 0 | 0 | 0.12967 | 326.5885 | 0.065392 | 0 | 0 | 0.13078 | 326.8464 | 0.065952 | 0 | 0 | 0.1319 | 327.1043 | 0.066511 | 0 | 0 | 0.13302 | 327.2763 | 0.066884 | 0 | 0 | 0.13377 | 327.5342 | 0.067443 | 0 | 0 | 0.13489 | 327.7061 | 0.067816 | 0 | 0 | 0.13563 | 327.8781 | 0.068189 | 0 | 0 | 0.13638 | 328.136 | 0.068749 | 0 | 0 | 0.1375 | 328.3079 | 0.069121 | 0 | 0 | 0.13824 | 328.5658 | 0.069681 | 0 | 0 | 0.13936 | 328.7377 | 0.070054 | 0 | 0 | 0.14011 | 328.9956 | 0.070613 | 0 | 0 | 0.14123 | 329.1676 | 0.070986 | 0 | 0 | 0.14197 | 329.1676 | 0.070986 | 0 | 0 | 0.14197
2017-12-08 23:00 | 296.0413 | 0.88238 |  | 316.245 | 0.042957 | 0 | 0 | 0.085914 | 325.5982 | 0.063244 | 0 | 0 | 0.12649 | 332.7455 | 0.078747 | 0 | 0 | 0.15749 | 332.922 | 0.079129 | 0 | 0 | 0.15826 | 333.1867 | 0.079704 | 0 | 0 | 0.15941 | 333.4514 | 0.080278 | 0 | 0 | 0.16056 | 333.7161 | 0.080852 | 0 | 0 | 0.1617 | 333.9808 | 0.081426 | 0 | 0 | 0.16285 | 334.2456 | 0.082 | 0 | 0 | 0.164 | 334.5103 | 0.082574 | 0 | 0 | 0.16515 | 334.775 | 0.083149 | 0 | 0 | 0.1663 | 334.9515 | 0.083531 | 0 | 0 | 0.16706 | 335.2162 | 0.084106 | 0 | 0 | 0.16821 | 335.4809 | 0.08468 | 0 | 0 | 0.16936 | 335.7456 | 0.085254 | 0 | 0 | 0.17051 | 335.9221 | 0.085637 | 0 | 0 | 0.17127 | 336.1868 | 0.086211 | 0 | 0 | 0.17242 | 336.3633 | 0.086594 | 0 | 0 | 0.17319 | 336.5398 | 0.086976 | 0 | 0 | 0.17395 | 336.8045 | 0.087551 | 0 | 0 | 0.1751 | 336.9809 | 0.087933 | 0 | 0 | 0.17587 | 337.2457 | 0.088507 | 0 | 0 | 0.17701 | 337.4221 | 0.08889 | 0 | 0 | 0.17778 | 337.6868 | 0.089464 | 0 | 0 | 0.17893 | 337.8633 | 0.089847 | 0 | 0 | 0.17969 | 337.8633 | 0.089847 | 0 | 0 | 0.17969
2017-12-09 | 293.4072 | 0.87453 |  | 313.4312 | 0.036854 | 0 | 0 | 0.073708 | 322.7012 | 0.056961 | 0 | 0 | 0.11392 | 329.7849 | 0.072325 | 0 | 0 | 0.14465 | 329.9598 | 0.072704 | 0 | 0 | 0.14541 | 330.2222 | 0.073273 | 0 | 0 | 0.14655 | 330.4845 | 0.073843 | 0 | 0 | 0.14769 | 330.7469 | 0.074412 | 0 | 0 | 0.14882 | 331.0092 | 0.074981 | 0 | 0 | 0.14996 | 331.2716 | 0.07555 | 0 | 0 | 0.1511 | 331.5339 | 0.076119 | 0 | 0 | 0.15224 | 331.7963 | 0.076688 | 0 | 0 | 0.15338 | 331.9712 | 0.077067 | 0 | 0 | 0.15413 | 332.2336 | 0.077636 | 0 | 0 | 0.15527 | 332.4959 | 0.078205 | 0 | 0 | 0.15641 | 332.7583 | 0.078774 | 0 | 0 | 0.15755 | 332.9332 | 0.079154 | 0 | 0 | 0.15831 | 333.1956 | 0.079723 | 0 | 0 | 0.15945 | 333.3705 | 0.080102 | 0 | 0 | 0.1602 | 333.5454 | 0.080482 | 0 | 0 | 0.16096 | 333.8077 | 0.081051 | 0 | 0 | 0.1621 | 333.9826 | 0.08143 | 0 | 0 | 0.16286 | 334.245 | 0.081999 | 0 | 0 | 0.164 | 334.4199 | 0.082378 | 0 | 0 | 0.16476 | 334.6823 | 0.082947 | 0 | 0 | 0.16589 | 334.8572 | 0.083327 | 0 | 0 | 0.16665 | 334.8572 | 0.083327 | 0 | 0 | 0.16665
2017-12-09 01:00 | 293.5268 | 0.87489 |  | 313.5589 | 0.037131 | 0 | 0 | 0.074262 | 322.8327 | 0.057246 | 0 | 0 | 0.11449 | 329.9193 | 0.072617 | 0 | 0 | 0.14523 | 330.0943 | 0.072996 | 0 | 0 | 0.14599 | 330.3567 | 0.073565 | 0 | 0 | 0.14713 | 330.6192 | 0.074135 | 0 | 0 | 0.14827 | 330.8817 | 0.074704 | 0 | 0 | 0.14941 | 331.1441 | 0.075273 | 0 | 0 | 0.15055 | 331.4066 | 0.075843 | 0 | 0 | 0.15169 | 331.6691 | 0.076412 | 0 | 0 | 0.15282 | 331.9315 | 0.076981 | 0 | 0 | 0.15396 | 332.1065 | 0.077361 | 0 | 0 | 0.15472 | 332.369 | 0.07793 | 0 | 0 | 0.15586 | 332.6314 | 0.078499 | 0 | 0 | 0.157 | 332.8939 | 0.079069 | 0 | 0 | 0.15814 | 333.0689 | 0.079448 | 0 | 0 | 0.1589 | 333.3313 | 0.080017 | 0 | 0 | 0.16003 | 333.5063 | 0.080397 | 0 | 0 | 0.16079 | 333.6813 | 0.080776 | 0 | 0 | 0.16155 | 333.9438 | 0.081346 | 0 | 0 | 0.16269 | 334.1187 | 0.081725 | 0 | 0 | 0.16345 | 334.3812 | 0.082294 | 0 | 0 | 0.16459 | 334.5562 | 0.082674 | 0 | 0 | 0.16535 | 334.8186 | 0.083243 | 0 | 0 | 0.16649 | 334.9936 | 0.083623 | 0 | 0 | 0.16725 | 334.9936 | 0.083623 | 0 | 0 | 0.16725
2017-12-09 02:00 | 301.4514 | 0.89851 |  | 322.0244 | 0.055493 | 0 | 0 | 0.11099 | 331.5485 | 0.07615 | 0 | 0 | 0.1523 | 338.8264 | 0.091936 | 0 | 0 | 0.18387 | 339.0061 | 0.092326 | 0 | 0 | 0.18465 | 339.2757 | 0.092911 | 0 | 0 | 0.18582 | 339.5452 | 0.093495 | 0 | 0 | 0.18699 | 339.8148 | 0.09408 | 0 | 0 | 0.18816 | 340.0844 | 0.094665 | 0 | 0 | 0.18933 | 340.3539 | 0.095249 | 0 | 0 | 0.1905 | 340.6235 | 0.095834 | 0 | 0 | 0.19167 | 340.893 | 0.096419 | 0 | 0 | 0.19284 | 341.0727 | 0.096808 | 0 | 0 | 0.19362 | 341.3423 | 0.097393 | 0 | 0 | 0.19479 | 341.6118 | 0.097978 | 0 | 0 | 0.19596 | 341.8814 | 0.098562 | 0 | 0 | 0.19712 | 342.0611 | 0.098952 | 0 | 0 | 0.1979 | 342.3306 | 0.099537 | 0 | 0 | 0.19907 | 342.5103 | 0.099927 | 0 | 0 | 0.19985 | 342.69 | 0.10032 | 0 | 0 | 0.20063 | 342.9596 | 0.1009 | 0 | 0 | 0.2018 | 343.1393 | 0.10129 | 0 | 0 | 0.20258 | 343.4088 | 0.10188 | 0 | 0 | 0.20375 | 343.5885 | 0.10227 | 0 | 0 | 0.20453 | 343.8581 | 0.10285 | 0 | 0 | 0.2057 | 344.0378 | 0.10324 | 0 | 0 | 0.20648 | 344.0378 | 0.10324 | 0 | 0 | 0.20648
2017-12-09 03:00 | 302.6092 | 0.90196 |  | 323.2611 | 0.058175 | 0 | 0 | 0.11635 | 332.8219 | 0.078912 | 0 | 0 | 0.15782 | 340.1277 | 0.094759 | 0 | 0 | 0.18952 | 340.3081 | 0.09515 | 0 | 0 | 0.1903 | 340.5787 | 0.095737 | 0 | 0 | 0.19147 | 340.8493 | 0.096324 | 0 | 0 | 0.19265 | 341.1199 | 0.096911 | 0 | 0 | 0.19382 | 341.3905 | 0.097498 | 0 | 0 | 0.195 | 341.661 | 0.098084 | 0 | 0 | 0.19617 | 341.9316 | 0.098671 | 0 | 0 | 0.19734 | 342.2022 | 0.099258 | 0 | 0 | 0.19852 | 342.3826 | 0.09965 | 0 | 0 | 0.1993 | 342.6532 | 0.10024 | 0 | 0 | 0.20047 | 342.9238 | 0.10082 | 0 | 0 | 0.20165 | 343.1944 | 0.10141 | 0 | 0 | 0.20282 | 343.3748 | 0.1018 | 0 | 0 | 0.2036 | 343.6454 | 0.10239 | 0 | 0 | 0.20478 | 343.8257 | 0.10278 | 0 | 0 | 0.20556 | 344.0061 | 0.10317 | 0 | 0 | 0.20634 | 344.2767 | 0.10376 | 0 | 0 | 0.20752 | 344.4571 | 0.10415 | 0 | 0 | 0.2083 | 344.7277 | 0.10474 | 0 | 0 | 0.20947 | 344.9081 | 0.10513 | 0 | 0 | 0.21025 | 345.1787 | 0.10571 | 0 | 0 | 0.21143 | 345.3591 | 0.10611 | 0 | 0 | 0.21221 | 345.3591 | 0.10611 | 0 | 0 | 0.21221
2017-12-09 04:00 | 299.609 | 0.89301 |  | 320.0562 | 0.051224 | 0 | 0 | 0.10245 | 329.5222 | 0.071755 | 0 | 0 | 0.14351 | 336.7556 | 0.087445 | 0 | 0 | 0.17489 | 336.9342 | 0.087832 | 0 | 0 | 0.17566 | 337.2021 | 0.088413 | 0 | 0 | 0.17683 | 337.47 | 0.088994 | 0 | 0 | 0.17799 | 337.7379 | 0.089575 | 0 | 0 | 0.17915 | 338.0058 | 0.090156 | 0 | 0 | 0.18031 | 338.2737 | 0.090737 | 0 | 0 | 0.18147 | 338.5416 | 0.091318 | 0 | 0 | 0.18264 | 338.8095 | 0.0919 | 0 | 0 | 0.1838 | 338.9881 | 0.092287 | 0 | 0 | 0.18457 | 339.256 | 0.092868 | 0 | 0 | 0.18574 | 339.524 | 0.093449 | 0 | 0 | 0.1869 | 339.7919 | 0.09403 | 0 | 0 | 0.18806 | 339.9705 | 0.094418 | 0 | 0 | 0.18884 | 340.2384 | 0.094999 | 0 | 0 | 0.19 | 340.417 | 0.095386 | 0 | 0 | 0.19077 | 340.5956 | 0.095773 | 0 | 0 | 0.19155 | 340.8635 | 0.096355 | 0 | 0 | 0.19271 | 341.0421 | 0.096742 | 0 | 0 | 0.19348 | 341.31 | 0.097323 | 0 | 0 | 0.19465 | 341.4886 | 0.09771 | 0 | 0 | 0.19542 | 341.7565 | 0.098291 | 0 | 0 | 0.19658 | 341.9351 | 0.098679 | 0 | 0 | 0.19736 | 341.9351 | 0.098679 | 0 | 0 | 0.19736
2017-12-09 05:00 | 300.7131 | 0.8963 |  | 321.2357 | 0.053782 | 0 | 0 | 0.10756 | 330.7365 | 0.074389 | 0 | 0 | 0.14878 | 337.9966 | 0.090136 | 0 | 0 | 0.18027 | 338.1759 | 0.090525 | 0 | 0 | 0.18105 | 338.4448 | 0.091108 | 0 | 0 | 0.18222 | 338.7137 | 0.091692 | 0 | 0 | 0.18338 | 338.9825 | 0.092275 | 0 | 0 | 0.18455 | 339.2514 | 0.092858 | 0 | 0 | 0.18572 | 339.5203 | 0.093441 | 0 | 0 | 0.18688 | 339.7892 | 0.094024 | 0 | 0 | 0.18805 | 340.0581 | 0.094608 | 0 | 0 | 0.18922 | 340.2374 | 0.094997 | 0 | 0 | 0.18999 | 340.5063 | 0.09558 | 0 | 0 | 0.19116 | 340.7752 | 0.096163 | 0 | 0 | 0.19233 | 341.044 | 0.096746 | 0 | 0 | 0.19349 | 341.2233 | 0.097135 | 0 | 0 | 0.19427 | 341.4922 | 0.097718 | 0 | 0 | 0.19544 | 341.6715 | 0.098107 | 0 | 0 | 0.19621 | 341.8507 | 0.098496 | 0 | 0 | 0.19699 | 342.1196 | 0.099079 | 0 | 0 | 0.19816 | 342.2989 | 0.099468 | 0 | 0 | 0.19894 | 342.5678 | 0.10005 | 0 | 0 | 0.2001 | 342.747 | 0.10044 | 0 | 0 | 0.20088 | 343.0159 | 0.10102 | 0 | 0 | 0.20205 | 343.1952 | 0.10141 | 0 | 0 | 0.20282 | 343.1952 | 0.10141 | 0 | 0 | 0.20282
2017-12-09 06:00 | 298.9269 | 0.89098 |  | 319.3276 | 0.049643 | 0 | 0 | 0.099286 | 328.772 | 0.070128 | 0 | 0 | 0.14026 | 335.989 | 0.085782 | 0 | 0 | 0.17156 | 336.1672 | 0.086168 | 0 | 0 | 0.17234 | 336.4345 | 0.086748 | 0 | 0 | 0.1735 | 336.7018 | 0.087328 | 0 | 0 | 0.17466 | 336.969 | 0.087908 | 0 | 0 | 0.17582 | 337.2363 | 0.088487 | 0 | 0 | 0.17697 | 337.5036 | 0.089067 | 0 | 0 | 0.17813 | 337.7709 | 0.089647 | 0 | 0 | 0.17929 | 338.0382 | 0.090227 | 0 | 0 | 0.18045 | 338.2164 | 0.090613 | 0 | 0 | 0.18123 | 338.4837 | 0.091193 | 0 | 0 | 0.18239 | 338.751 | 0.091773 | 0 | 0 | 0.18355 | 339.0183 | 0.092352 | 0 | 0 | 0.1847 | 339.1965 | 0.092739 | 0 | 0 | 0.18548 | 339.4638 | 0.093319 | 0 | 0 | 0.18664 | 339.642 | 0.093705 | 0 | 0 | 0.18741 | 339.8202 | 0.094092 | 0 | 0 | 0.18818 | 340.0875 | 0.094671 | 0 | 0 | 0.18934 | 340.2657 | 0.095058 | 0 | 0 | 0.19012 | 340.533 | 0.095638 | 0 | 0 | 0.19128 | 340.7112 | 0.096024 | 0 | 0 | 0.19205 | 340.9785 | 0.096604 | 0 | 0 | 0.19321 | 341.1567 | 0.09699 | 0 | 0 | 0.19398 | 341.1567 | 0.09699 | 0 | 0 | 0.19398
2017-12-09 07:00 | 299.9979 | 0.89417 |  | 320.4716 | 0.052125 | 0 | 0 | 0.10425 | 329.9499 | 0.072683 | 0 | 0 | 0.14537 | 337.1927 | 0.088393 | 0 | 0 | 0.17679 | 337.3715 | 0.08878 | 0 | 0 | 0.17756 | 337.6398 | 0.089362 | 0 | 0 | 0.17872 | 337.908 | 0.089944 | 0 | 0 | 0.17989 | 338.1763 | 0.090526 | 0 | 0 | 0.18105 | 338.4445 | 0.091108 | 0 | 0 | 0.18222 | 338.7128 | 0.09169 | 0 | 0 | 0.18338 | 338.981 | 0.092271 | 0 | 0 | 0.18454 | 339.2493 | 0.092853 | 0 | 0 | 0.18571 | 339.4281 | 0.093241 | 0 | 0 | 0.18648 | 339.6964 | 0.093823 | 0 | 0 | 0.18765 | 339.9646 | 0.094405 | 0 | 0 | 0.18881 | 340.2329 | 0.094987 | 0 | 0 | 0.18997 | 340.4117 | 0.095375 | 0 | 0 | 0.19075 | 340.68 | 0.095956 | 0 | 0 | 0.19191 | 340.8588 | 0.096344 | 0 | 0 | 0.19269 | 341.0376 | 0.096732 | 0 | 0 | 0.19346 | 341.3059 | 0.097314 | 0 | 0 | 0.19463 | 341.4847 | 0.097702 | 0 | 0 | 0.1954 | 341.753 | 0.098284 | 0 | 0 | 0.19657 | 341.9318 | 0.098672 | 0 | 0 | 0.19734 | 342.2001 | 0.099254 | 0 | 0 | 0.19851 | 342.3789 | 0.099641 | 0 | 0 | 0.19928 | 342.3789 | 0.099641 | 0 | 0 | 0.19928
2017-12-09 08:00 | 286.914 | 0.85518 |  | 306.4949 | 0.021809 | 0 | 0 | 0.043618 | 315.5597 | 0.041471 | 0 | 0 | 0.082941 | 322.4866 | 0.056495 | 0 | 0 | 0.11299 | 322.6577 | 0.056866 | 0 | 0 | 0.11373 | 322.9142 | 0.057423 | 0 | 0 | 0.11485 | 323.1708 | 0.057979 | 0 | 0 | 0.11596 | 323.4273 | 0.058536 | 0 | 0 | 0.11707 | 323.6839 | 0.059092 | 0 | 0 | 0.11818 | 323.9404 | 0.059648 | 0 | 0 | 0.1193 | 324.197 | 0.060205 | 0 | 0 | 0.12041 | 324.4535 | 0.060761 | 0 | 0 | 0.12152 | 324.6246 | 0.061132 | 0 | 0 | 0.12226 | 324.8811 | 0.061689 | 0 | 0 | 0.12338 | 325.1377 | 0.062245 | 0 | 0 | 0.12449 | 325.3942 | 0.062802 | 0 | 0 | 0.1256 | 325.5653 | 0.063173 | 0 | 0 | 0.12635 | 325.8218 | 0.063729 | 0 | 0 | 0.12746 | 325.9929 | 0.0641 | 0 | 0 | 0.1282 | 326.1639 | 0.064471 | 0 | 0 | 0.12894 | 326.4204 | 0.065028 | 0 | 0 | 0.13006 | 326.5915 | 0.065399 | 0 | 0 | 0.1308 | 326.848 | 0.065955 | 0 | 0 | 0.13191 | 327.0191 | 0.066326 | 0 | 0 | 0.13265 | 327.2756 | 0.066882 | 0 | 0 | 0.13376 | 327.4467 | 0.067253 | 0 | 0 | 0.13451 | 327.4467 | 0.067253 | 0 | 0 | 0.13451
2017-12-09 09:00 | 289.8631 | 0.86397 |  | 309.6452 | 0.028642 | 0 | 0 | 0.057284 | 318.8033 | 0.048506 | 0 | 0 | 0.097012 | 325.8014 | 0.063685 | 0 | 0 | 0.12737 | 325.9742 | 0.06406 | 0 | 0 | 0.12812 | 326.2334 | 0.064622 | 0 | 0 | 0.12924 | 326.4926 | 0.065184 | 0 | 0 | 0.13037 | 326.7518 | 0.065746 | 0 | 0 | 0.13149 | 327.011 | 0.066308 | 0 | 0 | 0.13262 | 327.2701 | 0.066871 | 0 | 0 | 0.13374 | 327.5293 | 0.067433 | 0 | 0 | 0.13487 | 327.7885 | 0.067995 | 0 | 0 | 0.13599 | 327.9613 | 0.06837 | 0 | 0 | 0.13674 | 328.2205 | 0.068932 | 0 | 0 | 0.13786 | 328.4797 | 0.069494 | 0 | 0 | 0.13899 | 328.7389 | 0.070056 | 0 | 0 | 0.14011 | 328.9117 | 0.070431 | 0 | 0 | 0.14086 | 329.1709 | 0.070993 | 0 | 0 | 0.14199 | 329.3437 | 0.071368 | 0 | 0 | 0.14274 | 329.5165 | 0.071743 | 0 | 0 | 0.14349 | 329.7756 | 0.072305 | 0 | 0 | 0.14461 | 329.9484 | 0.07268 | 0 | 0 | 0.14536 | 330.2076 | 0.073242 | 0 | 0 | 0.14648 | 330.3804 | 0.073617 | 0 | 0 | 0.14723 | 330.6396 | 0.074179 | 0 | 0 | 0.14836 | 330.8124 | 0.074554 | 0 | 0 | 0.14911 | 330.8124 | 0.074554 | 0 | 0 | 0.14911
2017-12-09 10:00 | 290.877 | 0.86699 |  | 310.7283 | 0.030991 | 0 | 0 | 0.061983 | 319.9184 | 0.050925 | 0 | 0 | 0.10185 | 326.941 | 0.066157 | 0 | 0 | 0.13231 | 327.1144 | 0.066533 | 0 | 0 | 0.13307 | 327.3745 | 0.067097 | 0 | 0 | 0.13419 | 327.6346 | 0.067661 | 0 | 0 | 0.13532 | 327.8947 | 0.068225 | 0 | 0 | 0.13645 | 328.1548 | 0.068789 | 0 | 0 | 0.13758 | 328.4149 | 0.069354 | 0 | 0 | 0.13871 | 328.675 | 0.069918 | 0 | 0 | 0.13984 | 328.9351 | 0.070482 | 0 | 0 | 0.14096 | 329.1085 | 0.070858 | 0 | 0 | 0.14172 | 329.3686 | 0.071422 | 0 | 0 | 0.14284 | 329.6287 | 0.071986 | 0 | 0 | 0.14397 | 329.8888 | 0.07255 | 0 | 0 | 0.1451 | 330.0622 | 0.072926 | 0 | 0 | 0.14585 | 330.3223 | 0.073491 | 0 | 0 | 0.14698 | 330.4957 | 0.073867 | 0 | 0 | 0.14773 | 330.6691 | 0.074243 | 0 | 0 | 0.14849 | 330.9292 | 0.074807 | 0 | 0 | 0.14961 | 331.1025 | 0.075183 | 0 | 0 | 0.15037 | 331.3626 | 0.075747 | 0 | 0 | 0.15149 | 331.536 | 0.076123 | 0 | 0 | 0.15225 | 331.7961 | 0.076687 | 0 | 0 | 0.15337 | 331.9695 | 0.077064 | 0 | 0 | 0.15413 | 331.9695 | 0.077064 | 0 | 0 | 0.15413
2017-12-09 11:00 | 292.0834 | 0.87058 |  | 312.017 | 0.033786 | 0 | 0 | 0.067573 | 321.2452 | 0.053802 | 0 | 0 | 0.1076 | 328.2969 | 0.069098 | 0 | 0 | 0.1382 | 328.471 | 0.069475 | 0 | 0 | 0.13895 | 328.7322 | 0.070042 | 0 | 0 | 0.14008 | 328.9934 | 0.070608 | 0 | 0 | 0.14122 | 329.2545 | 0.071175 | 0 | 0 | 0.14235 | 329.5157 | 0.071741 | 0 | 0 | 0.14348 | 329.7769 | 0.072308 | 0 | 0 | 0.14462 | 330.0381 | 0.072874 | 0 | 0 | 0.14575 | 330.2992 | 0.073441 | 0 | 0 | 0.14688 | 330.4733 | 0.073818 | 0 | 0 | 0.14764 | 330.7345 | 0.074385 | 0 | 0 | 0.14877 | 330.9957 | 0.074951 | 0 | 0 | 0.1499 | 331.2569 | 0.075518 | 0 | 0 | 0.15104 | 331.431 | 0.075895 | 0 | 0 | 0.15179 | 331.6922 | 0.076462 | 0 | 0 | 0.15292 | 331.8663 | 0.07684 | 0 | 0 | 0.15368 | 332.0404 | 0.077217 | 0 | 0 | 0.15443 | 332.3016 | 0.077784 | 0 | 0 | 0.15557 | 332.4757 | 0.078161 | 0 | 0 | 0.15632 | 332.7369 | 0.078728 | 0 | 0 | 0.15746 | 332.911 | 0.079106 | 0 | 0 | 0.15821 | 333.1721 | 0.079672 | 0 | 0 | 0.15934 | 333.3463 | 0.08005 | 0 | 0 | 0.1601 | 333.3463 | 0.08005 | 0 | 0 | 0.1601
2017-12-09 12:00 | 288.4256 | 0.85968 |  | 308.1096 | 0.025311 | 0 | 0 | 0.050623 | 317.2222 | 0.045077 | 0 | 0 | 0.090153 | 324.1856 | 0.06018 | 0 | 0 | 0.12036 | 324.3576 | 0.060553 | 0 | 0 | 0.12111 | 324.6155 | 0.061113 | 0 | 0 | 0.12223 | 324.8734 | 0.061672 | 0 | 0 | 0.12334 | 325.1313 | 0.062231 | 0 | 0 | 0.12446 | 325.3892 | 0.062791 | 0 | 0 | 0.12558 | 325.6471 | 0.06335 | 0 | 0 | 0.1267 | 325.905 | 0.06391 | 0 | 0 | 0.12782 | 326.1629 | 0.064469 | 0 | 0 | 0.12894 | 326.3348 | 0.064842 | 0 | 0 | 0.12968 | 326.5927 | 0.065401 | 0 | 0 | 0.1308 | 326.8506 | 0.065961 | 0 | 0 | 0.13192 | 327.1085 | 0.06652 | 0 | 0 | 0.13304 | 327.2805 | 0.066893 | 0 | 0 | 0.13379 | 327.5384 | 0.067452 | 0 | 0 | 0.1349 | 327.7103 | 0.067825 | 0 | 0 | 0.13565 | 327.8823 | 0.068198 | 0 | 0 | 0.1364 | 328.1402 | 0.068758 | 0 | 0 | 0.13752 | 328.3121 | 0.069131 | 0 | 0 | 0.13826 | 328.57 | 0.06969 | 0 | 0 | 0.13938 | 328.7419 | 0.070063 | 0 | 0 | 0.14013 | 328.9998 | 0.070622 | 0 | 0 | 0.14124 | 329.1718 | 0.070995 | 0 | 0 | 0.14199 | 329.1718 | 0.070995 | 0 | 0 | 0.14199
2017-12-09 13:00 | 287.5108 | 0.85695 |  | 307.1324 | 0.023192 | 0 | 0 | 0.046383 | 316.2161 | 0.042894 | 0 | 0 | 0.085789 | 323.1574 | 0.05795 | 0 | 0 | 0.1159 | 323.3288 | 0.058322 | 0 | 0 | 0.11664 | 323.5859 | 0.058879 | 0 | 0 | 0.11776 | 323.843 | 0.059437 | 0 | 0 | 0.11887 | 324.1 | 0.059995 | 0 | 0 | 0.11999 | 324.3571 | 0.060552 | 0 | 0 | 0.1211 | 324.6142 | 0.06111 | 0 | 0 | 0.12222 | 324.8713 | 0.061668 | 0 | 0 | 0.12334 | 325.1284 | 0.062225 | 0 | 0 | 0.12445 | 325.2998 | 0.062597 | 0 | 0 | 0.12519 | 325.5569 | 0.063154 | 0 | 0 | 0.12631 | 325.814 | 0.063712 | 0 | 0 | 0.12742 | 326.071 | 0.06427 | 0 | 0 | 0.12854 | 326.2424 | 0.064641 | 0 | 0 | 0.12928 | 326.4995 | 0.065199 | 0 | 0 | 0.1304 | 326.6709 | 0.065571 | 0 | 0 | 0.13114 | 326.8423 | 0.065943 | 0 | 0 | 0.13189 | 327.0994 | 0.0665 | 0 | 0 | 0.133 | 327.2708 | 0.066872 | 0 | 0 | 0.13374 | 327.5279 | 0.06743 | 0 | 0 | 0.13486 | 327.6993 | 0.067801 | 0 | 0 | 0.1356 | 327.9563 | 0.068359 | 0 | 0 | 0.13672 | 328.1277 | 0.068731 | 0 | 0 | 0.13746 | 328.1277 | 0.068731 | 0 | 0 | 0.13746
2017-12-09 14:00 | 287.2507 | 0.85618 |  | 306.8545 | 0.022589 | 0 | 0 | 0.045178 | 315.93 | 0.042274 | 0 | 0 | 0.084548 | 322.865 | 0.057316 | 0 | 0 | 0.11463 | 323.0363 | 0.057687 | 0 | 0 | 0.11537 | 323.2931 | 0.058244 | 0 | 0 | 0.11649 | 323.55 | 0.058802 | 0 | 0 | 0.1176 | 323.8068 | 0.059359 | 0 | 0 | 0.11872 | 324.0637 | 0.059916 | 0 | 0 | 0.11983 | 324.3205 | 0.060473 | 0 | 0 | 0.12095 | 324.5774 | 0.06103 | 0 | 0 | 0.12206 | 324.8342 | 0.061587 | 0 | 0 | 0.12317 | 325.0055 | 0.061959 | 0 | 0 | 0.12392 | 325.2623 | 0.062516 | 0 | 0 | 0.12503 | 325.5192 | 0.063073 | 0 | 0 | 0.12615 | 325.776 | 0.06363 | 0 | 0 | 0.12726 | 325.9473 | 0.064001 | 0 | 0 | 0.128 | 326.2041 | 0.064558 | 0 | 0 | 0.12912 | 326.3754 | 0.06493 | 0 | 0 | 0.12986 | 326.5466 | 0.065301 | 0 | 0 | 0.1306 | 326.8035 | 0.065858 | 0 | 0 | 0.13172 | 326.9747 | 0.06623 | 0 | 0 | 0.13246 | 327.2315 | 0.066787 | 0 | 0 | 0.13357 | 327.4028 | 0.067158 | 0 | 0 | 0.13432 | 327.6596 | 0.067715 | 0 | 0 | 0.13543 | 327.8309 | 0.068087 | 0 | 0 | 0.13617 | 327.8309 | 0.068087 | 0 | 0 | 0.13617
2017-12-09 15:00 | 293.4534 | 0.87467 |  | 313.4806 | 0.036961 | 0 | 0 | 0.073922 | 322.752 | 0.057071 | 0 | 0 | 0.11414 | 329.8368 | 0.072438 | 0 | 0 | 0.14488 | 330.0118 | 0.072817 | 0 | 0 | 0.14563 | 330.2742 | 0.073386 | 0 | 0 | 0.14677 | 330.5366 | 0.073955 | 0 | 0 | 0.14791 | 330.799 | 0.074525 | 0 | 0 | 0.14905 | 331.0614 | 0.075094 | 0 | 0 | 0.15019 | 331.3238 | 0.075663 | 0 | 0 | 0.15133 | 331.5862 | 0.076232 | 0 | 0 | 0.15246 | 331.8486 | 0.076801 | 0 | 0 | 0.1536 | 332.0235 | 0.077181 | 0 | 0 | 0.15436 | 332.2859 | 0.07775 | 0 | 0 | 0.1555 | 332.5483 | 0.078319 | 0 | 0 | 0.15664 | 332.8107 | 0.078888 | 0 | 0 | 0.15778 | 332.9856 | 0.079268 | 0 | 0 | 0.15854 | 333.248 | 0.079837 | 0 | 0 | 0.15967 | 333.423 | 0.080216 | 0 | 0 | 0.16043 | 333.5979 | 0.080596 | 0 | 0 | 0.16119 | 333.8603 | 0.081165 | 0 | 0 | 0.16233 | 334.0352 | 0.081544 | 0 | 0 | 0.16309 | 334.2976 | 0.082113 | 0 | 0 | 0.16423 | 334.4726 | 0.082493 | 0 | 0 | 0.16499 | 334.735 | 0.083062 | 0 | 0 | 0.16612 | 334.9099 | 0.083441 | 0 | 0 | 0.16688 | 334.9099 | 0.083441 | 0 | 0 | 0.16688
2017-12-09 16:00 | 300.5093 | 0.8957 |  | 321.0179 | 0.05331 | 0 | 0 | 0.10662 | 330.5123 | 0.073903 | 0 | 0 | 0.14781 | 337.7675 | 0.089639 | 0 | 0 | 0.17928 | 337.9466 | 0.090028 | 0 | 0 | 0.18006 | 338.2153 | 0.090611 | 0 | 0 | 0.18122 | 338.484 | 0.091194 | 0 | 0 | 0.18239 | 338.7528 | 0.091776 | 0 | 0 | 0.18355 | 339.0215 | 0.092359 | 0 | 0 | 0.18472 | 339.2902 | 0.092942 | 0 | 0 | 0.18588 | 339.5589 | 0.093525 | 0 | 0 | 0.18705 | 339.8276 | 0.094108 | 0 | 0 | 0.18822 | 340.0067 | 0.094496 | 0 | 0 | 0.18899 | 340.2754 | 0.095079 | 0 | 0 | 0.19016 | 340.5441 | 0.095662 | 0 | 0 | 0.19132 | 340.8129 | 0.096245 | 0 | 0 | 0.19249 | 340.992 | 0.096633 | 0 | 0 | 0.19327 | 341.2607 | 0.097216 | 0 | 0 | 0.19443 | 341.4398 | 0.097605 | 0 | 0 | 0.19521 | 341.619 | 0.097993 | 0 | 0 | 0.19599 | 341.8877 | 0.098576 | 0 | 0 | 0.19715 | 342.0668 | 0.098965 | 0 | 0 | 0.19793 | 342.3355 | 0.099547 | 0 | 0 | 0.19909 | 342.5147 | 0.099936 | 0 | 0 | 0.19987 | 342.7834 | 0.10052 | 0 | 0 | 0.20104 | 342.9625 | 0.10091 | 0 | 0 | 0.20181 | 342.9625 | 0.10091 | 0 | 0 | 0.20181
2017-12-09 17:00 | 302.125 | 0.90051 |  | 322.7439 | 0.057053 | 0 | 0 | 0.11411 | 332.2894 | 0.077757 | 0 | 0 | 0.15551 | 339.5835 | 0.093578 | 0 | 0 | 0.18716 | 339.7636 | 0.093969 | 0 | 0 | 0.18794 | 340.0338 | 0.094555 | 0 | 0 | 0.18911 | 340.3039 | 0.095141 | 0 | 0 | 0.19028 | 340.5741 | 0.095727 | 0 | 0 | 0.19145 | 340.8442 | 0.096313 | 0 | 0 | 0.19263 | 341.1144 | 0.096899 | 0 | 0 | 0.1938 | 341.3845 | 0.097485 | 0 | 0 | 0.19497 | 341.6547 | 0.098071 | 0 | 0 | 0.19614 | 341.8348 | 0.098461 | 0 | 0 | 0.19692 | 342.105 | 0.099047 | 0 | 0 | 0.19809 | 342.3751 | 0.099633 | 0 | 0 | 0.19927 | 342.6453 | 0.10022 | 0 | 0 | 0.20044 | 342.8254 | 0.10061 | 0 | 0 | 0.20122 | 343.0955 | 0.1012 | 0 | 0 | 0.20239 | 343.2756 | 0.10159 | 0 | 0 | 0.20317 | 343.4557 | 0.10198 | 0 | 0 | 0.20395 | 343.7259 | 0.10256 | 0 | 0 | 0.20513 | 343.906 | 0.10295 | 0 | 0 | 0.20591 | 344.1761 | 0.10354 | 0 | 0 | 0.20708 | 344.3562 | 0.10393 | 0 | 0 | 0.20786 | 344.6264 | 0.10452 | 0 | 0 | 0.20903 | 344.8065 | 0.10491 | 0 | 0 | 0.20981 | 344.8065 | 0.10491 | 0 | 0 | 0.20981
2017-12-09 18:00 | 306.0381 | 0.91218 |  | 326.9241 | 0.06612 | 0 | 0 | 0.13224 | 336.5931 | 0.087092 | 0 | 0 | 0.17418 | 343.9818 | 0.10312 | 0 | 0 | 0.20624 | 344.1642 | 0.10351 | 0 | 0 | 0.20703 | 344.4378 | 0.10411 | 0 | 0 | 0.20821 | 344.7115 | 0.1047 | 0 | 0 | 0.2094 | 344.9852 | 0.10529 | 0 | 0 | 0.21059 | 345.2588 | 0.10589 | 0 | 0 | 0.21178 | 345.5325 | 0.10648 | 0 | 0 | 0.21296 | 345.8061 | 0.10708 | 0 | 0 | 0.21415 | 346.0798 | 0.10767 | 0 | 0 | 0.21534 | 346.2622 | 0.10806 | 0 | 0 | 0.21613 | 346.5359 | 0.10866 | 0 | 0 | 0.21732 | 346.8095 | 0.10925 | 0 | 0 | 0.2185 | 347.0832 | 0.10985 | 0 | 0 | 0.21969 | 347.2656 | 0.11024 | 0 | 0 | 0.22048 | 347.5392 | 0.11083 | 0 | 0 | 0.22167 | 347.7217 | 0.11123 | 0 | 0 | 0.22246 | 347.9041 | 0.11163 | 0 | 0 | 0.22325 | 348.1778 | 0.11222 | 0 | 0 | 0.22444 | 348.3602 | 0.11261 | 0 | 0 | 0.22523 | 348.6339 | 0.11321 | 0 | 0 | 0.22642 | 348.8163 | 0.1136 | 0 | 0 | 0.22721 | 349.0899 | 0.1142 | 0 | 0 | 0.2284 | 349.2724 | 0.11459 | 0 | 0 | 0.22919 | 349.2724 | 0.11459 | 0 | 0 | 0.22919
2017-12-09 19:00 | 309.3081 | 0.92192 |  | 330.4172 | 0.073697 | 0 | 0 | 0.14739 | 340.1896 | 0.094893 | 0 | 0 | 0.18979 | 347.6572 | 0.11109 | 0 | 0 | 0.22218 | 347.8416 | 0.11149 | 0 | 0 | 0.22298 | 348.1181 | 0.11209 | 0 | 0 | 0.22418 | 348.3947 | 0.11269 | 0 | 0 | 0.22538 | 348.6713 | 0.11329 | 0 | 0 | 0.22658 | 348.9479 | 0.11389 | 0 | 0 | 0.22778 | 349.2244 | 0.11449 | 0 | 0 | 0.22898 | 349.501 | 0.11509 | 0 | 0 | 0.23018 | 349.7776 | 0.11569 | 0 | 0 | 0.23138 | 349.962 | 0.11609 | 0 | 0 | 0.23218 | 350.2386 | 0.11669 | 0 | 0 | 0.23338 | 350.5151 | 0.11729 | 0 | 0 | 0.23458 | 350.7917 | 0.11789 | 0 | 0 | 0.23578 | 350.9761 | 0.11829 | 0 | 0 | 0.23658 | 351.2527 | 0.11889 | 0 | 0 | 0.23778 | 351.4371 | 0.11929 | 0 | 0 | 0.23858 | 351.6214 | 0.11969 | 0 | 0 | 0.23938 | 351.898 | 0.12029 | 0 | 0 | 0.24058 | 352.0824 | 0.12069 | 0 | 0 | 0.24138 | 352.359 | 0.12129 | 0 | 0 | 0.24258 | 352.5434 | 0.12169 | 0 | 0 | 0.24338 | 352.8199 | 0.12229 | 0 | 0 | 0.24458 | 353.0043 | 0.12269 | 0 | 0 | 0.24538 | 353.0043 | 0.12269 | 0 | 0 | 0.24538
2017-12-09 20:00 | 309.7616 | 0.92327 |  | 330.9017 | 0.074747 | 0 | 0 | 0.14949 | 340.6884 | 0.095975 | 0 | 0 | 0.19195 | 348.1669 | 0.1122 | 0 | 0 | 0.22439 | 348.3516 | 0.1126 | 0 | 0 | 0.22519 | 348.6286 | 0.1132 | 0 | 0 | 0.22639 | 348.9056 | 0.1138 | 0 | 0 | 0.2276 | 349.1825 | 0.1144 | 0 | 0 | 0.2288 | 349.4595 | 0.115 | 0 | 0 | 0.23 | 349.7365 | 0.1156 | 0 | 0 | 0.2312 | 350.0135 | 0.1162 | 0 | 0 | 0.2324 | 350.2905 | 0.1168 | 0 | 0 | 0.2336 | 350.4751 | 0.1172 | 0 | 0 | 0.2344 | 350.7521 | 0.1178 | 0 | 0 | 0.23561 | 351.0291 | 0.1184 | 0 | 0 | 0.23681 | 351.3061 | 0.119 | 0 | 0 | 0.23801 | 351.4907 | 0.11941 | 0 | 0 | 0.23881 | 351.7677 | 0.12001 | 0 | 0 | 0.24001 | 351.9524 | 0.12041 | 0 | 0 | 0.24081 | 352.137 | 0.12081 | 0 | 0 | 0.24161 | 352.414 | 0.12141 | 0 | 0 | 0.24282 | 352.5987 | 0.12181 | 0 | 0 | 0.24362 | 352.8756 | 0.12241 | 0 | 0 | 0.24482 | 353.0603 | 0.12281 | 0 | 0 | 0.24562 | 353.3373 | 0.12341 | 0 | 0 | 0.24682 | 353.5219 | 0.12381 | 0 | 0 | 0.24762 | 353.5219 | 0.12381 | 0 | 0 | 0.24762
2017-12-09 21:00 | 310.2488 | 0.92473 |  | 331.4221 | 0.075876 | 0 | 0 | 0.15175 | 341.2242 | 0.097137 | 0 | 0 | 0.19427 | 348.7145 | 0.11338 | 0 | 0 | 0.22677 | 348.8995 | 0.11378 | 0 | 0 | 0.22757 | 349.1769 | 0.11439 | 0 | 0 | 0.22877 | 349.4543 | 0.11499 | 0 | 0 | 0.22998 | 349.7317 | 0.11559 | 0 | 0 | 0.23118 | 350.0092 | 0.11619 | 0 | 0 | 0.23238 | 350.2866 | 0.11679 | 0 | 0 | 0.23359 | 350.564 | 0.11739 | 0 | 0 | 0.23479 | 350.8414 | 0.118 | 0 | 0 | 0.23599 | 351.0264 | 0.1184 | 0 | 0 | 0.2368 | 351.3038 | 0.119 | 0 | 0 | 0.238 | 351.5812 | 0.1196 | 0 | 0 | 0.2392 | 351.8586 | 0.1202 | 0 | 0 | 0.24041 | 352.0436 | 0.1206 | 0 | 0 | 0.24121 | 352.321 | 0.12121 | 0 | 0 | 0.24241 | 352.5059 | 0.12161 | 0 | 0 | 0.24321 | 352.6909 | 0.12201 | 0 | 0 | 0.24402 | 352.9683 | 0.12261 | 0 | 0 | 0.24522 | 353.1532 | 0.12301 | 0 | 0 | 0.24602 | 353.4306 | 0.12361 | 0 | 0 | 0.24723 | 353.6156 | 0.12401 | 0 | 0 | 0.24803 | 353.893 | 0.12462 | 0 | 0 | 0.24923 | 354.078 | 0.12502 | 0 | 0 | 0.25003 | 354.078 | 0.12502 | 0 | 0 | 0.25003
2017-12-09 22:00 | 315.5366 | 0.94049 |  | 337.0708 | 0.088128 | 0 | 0 | 0.17626 | 347.04 | 0.10975 | 0 | 0 | 0.2195 | 354.658 | 0.12627 | 0 | 0 | 0.25255 | 354.8461 | 0.12668 | 0 | 0 | 0.25337 | 355.1282 | 0.12729 | 0 | 0 | 0.25459 | 355.4104 | 0.12791 | 0 | 0 | 0.25581 | 355.6925 | 0.12852 | 0 | 0 | 0.25704 | 355.9746 | 0.12913 | 0 | 0 | 0.25826 | 356.2568 | 0.12974 | 0 | 0 | 0.25949 | 356.5389 | 0.13035 | 0 | 0 | 0.26071 | 356.8211 | 0.13097 | 0 | 0 | 0.26193 | 357.0092 | 0.13137 | 0 | 0 | 0.26275 | 357.2913 | 0.13199 | 0 | 0 | 0.26397 | 357.5735 | 0.1326 | 0 | 0 | 0.2652 | 357.8556 | 0.13321 | 0 | 0 | 0.26642 | 358.0437 | 0.13362 | 0 | 0 | 0.26724 | 358.3259 | 0.13423 | 0 | 0 | 0.26846 | 358.514 | 0.13464 | 0 | 0 | 0.26928 | 358.7021 | 0.13505 | 0 | 0 | 0.27009 | 358.9842 | 0.13566 | 0 | 0 | 0.27132 | 359.1723 | 0.13607 | 0 | 0 | 0.27213 | 359.4545 | 0.13668 | 0 | 0 | 0.27336 | 359.6426 | 0.13709 | 0 | 0 | 0.27417 | 359.9247 | 0.1377 | 0 | 0 | 0.2754 | 360.1128 | 0.13811 | 0 | 0 | 0.27621 | 360.1128 | 0.13811 | 0 | 0 | 0.27621
2017-12-09 23:00 | 312.6381 | 0.93185 |  | 333.9745 | 0.081412 | 0 | 0 | 0.16282 | 343.8521 | 0.10284 | 0 | 0 | 0.20567 | 351.4 | 0.11921 | 0 | 0 | 0.23842 | 351.5864 | 0.11961 | 0 | 0 | 0.23923 | 351.866 | 0.12022 | 0 | 0 | 0.24044 | 352.1455 | 0.12083 | 0 | 0 | 0.24165 | 352.4251 | 0.12143 | 0 | 0 | 0.24286 | 352.7046 | 0.12204 | 0 | 0 | 0.24408 | 352.9842 | 0.12264 | 0 | 0 | 0.24529 | 353.2637 | 0.12325 | 0 | 0 | 0.2465 | 353.5433 | 0.12386 | 0 | 0 | 0.24771 | 353.7297 | 0.12426 | 0 | 0 | 0.24852 | 354.0092 | 0.12487 | 0 | 0 | 0.24974 | 354.2888 | 0.12547 | 0 | 0 | 0.25095 | 354.5683 | 0.12608 | 0 | 0 | 0.25216 | 354.7547 | 0.12648 | 0 | 0 | 0.25297 | 355.0342 | 0.12709 | 0 | 0 | 0.25418 | 355.2206 | 0.1275 | 0 | 0 | 0.25499 | 355.407 | 0.1279 | 0 | 0 | 0.2558 | 355.6865 | 0.12851 | 0 | 0 | 0.25701 | 355.8729 | 0.12891 | 0 | 0 | 0.25782 | 356.1525 | 0.12952 | 0 | 0 | 0.25903 | 356.3388 | 0.12992 | 0 | 0 | 0.25984 | 356.6184 | 0.13053 | 0 | 0 | 0.26105 | 356.8048 | 0.13093 | 0 | 0 | 0.26186 | 356.8048 | 0.13093 | 0 | 0 | 0.26186
2017-12-10 | 307.9874 | 0.91799 |  | 329.0064 | 0.070637 | 0 | 0 | 0.14127 | 338.7371 | 0.091742 | 0 | 0 | 0.18348 | 346.1728 | 0.10787 | 0 | 0 | 0.21574 | 346.3564 | 0.10827 | 0 | 0 | 0.21654 | 346.6318 | 0.10887 | 0 | 0 | 0.21773 | 346.9072 | 0.10946 | 0 | 0 | 0.21893 | 347.1826 | 0.11006 | 0 | 0 | 0.22012 | 347.458 | 0.11066 | 0 | 0 | 0.22132 | 347.7334 | 0.11126 | 0 | 0 | 0.22251 | 348.0088 | 0.11185 | 0 | 0 | 0.22371 | 348.2842 | 0.11245 | 0 | 0 | 0.2249 | 348.4678 | 0.11285 | 0 | 0 | 0.2257 | 348.7431 | 0.11345 | 0 | 0 | 0.22689 | 349.0185 | 0.11404 | 0 | 0 | 0.22809 | 349.2939 | 0.11464 | 0 | 0 | 0.22928 | 349.4775 | 0.11504 | 0 | 0 | 0.23008 | 349.7529 | 0.11564 | 0 | 0 | 0.23127 | 349.9365 | 0.11603 | 0 | 0 | 0.23207 | 350.1201 | 0.11643 | 0 | 0 | 0.23286 | 350.3955 | 0.11703 | 0 | 0 | 0.23406 | 350.5791 | 0.11743 | 0 | 0 | 0.23486 | 350.8545 | 0.11803 | 0 | 0 | 0.23605 | 351.0381 | 0.11842 | 0 | 0 | 0.23685 | 351.3135 | 0.11902 | 0 | 0 | 0.23804 | 351.4971 | 0.11942 | 0 | 0 | 0.23884 | 351.4971 | 0.11942 | 0 | 0 | 0.23884
2017-12-10 01:00 | 305.5933 | 0.91085 |  | 326.4489 | 0.065089 | 0 | 0 | 0.13018 | 336.1039 | 0.086031 | 0 | 0 | 0.17206 | 343.4818 | 0.10203 | 0 | 0 | 0.20407 | 343.664 | 0.10243 | 0 | 0 | 0.20486 | 343.9373 | 0.10302 | 0 | 0 | 0.20604 | 344.2105 | 0.10361 | 0 | 0 | 0.20723 | 344.4838 | 0.10421 | 0 | 0 | 0.20841 | 344.757 | 0.1048 | 0 | 0 | 0.2096 | 345.0303 | 0.10539 | 0 | 0 | 0.21078 | 345.3035 | 0.10598 | 0 | 0 | 0.21197 | 345.5768 | 0.10658 | 0 | 0 | 0.21316 | 345.759 | 0.10697 | 0 | 0 | 0.21395 | 346.0322 | 0.10757 | 0 | 0 | 0.21513 | 346.3055 | 0.10816 | 0 | 0 | 0.21632 | 346.5787 | 0.10875 | 0 | 0 | 0.2175 | 346.7609 | 0.10915 | 0 | 0 | 0.21829 | 347.0341 | 0.10974 | 0 | 0 | 0.21948 | 347.2163 | 0.11013 | 0 | 0 | 0.22027 | 347.3985 | 0.11053 | 0 | 0 | 0.22106 | 347.6717 | 0.11112 | 0 | 0 | 0.22224 | 347.8539 | 0.11152 | 0 | 0 | 0.22303 | 348.1272 | 0.11211 | 0 | 0 | 0.22422 | 348.3093 | 0.1125 | 0 | 0 | 0.22501 | 348.5826 | 0.1131 | 0 | 0 | 0.22619 | 348.7648 | 0.11349 | 0 | 0 | 0.22698 | 348.7648 | 0.11349 | 0 | 0 | 0.22698
2017-12-10 02:00 | 311.754 | 0.92921 |  | 333.03 | 0.079364 | 0 | 0 | 0.15873 | 342.8797 | 0.10073 | 0 | 0 | 0.20146 | 350.4063 | 0.11705 | 0 | 0 | 0.23411 | 350.5922 | 0.11746 | 0 | 0 | 0.23491 | 350.8709 | 0.11806 | 0 | 0 | 0.23612 | 351.1497 | 0.11867 | 0 | 0 | 0.23733 | 351.4285 | 0.11927 | 0 | 0 | 0.23854 | 351.7072 | 0.11987 | 0 | 0 | 0.23975 | 351.986 | 0.12048 | 0 | 0 | 0.24096 | 352.2648 | 0.12108 | 0 | 0 | 0.24217 | 352.5435 | 0.12169 | 0 | 0 | 0.24338 | 352.7294 | 0.12209 | 0 | 0 | 0.24418 | 353.0081 | 0.1227 | 0 | 0 | 0.24539 | 353.2869 | 0.1233 | 0 | 0 | 0.2466 | 353.5657 | 0.12391 | 0 | 0 | 0.24781 | 353.7515 | 0.12431 | 0 | 0 | 0.24862 | 354.0303 | 0.12491 | 0 | 0 | 0.24983 | 354.2161 | 0.12532 | 0 | 0 | 0.25063 | 354.4019 | 0.12572 | 0 | 0 | 0.25144 | 354.6807 | 0.12632 | 0 | 0 | 0.25265 | 354.8665 | 0.12673 | 0 | 0 | 0.25345 | 355.1453 | 0.12733 | 0 | 0 | 0.25466 | 355.3312 | 0.12773 | 0 | 0 | 0.25547 | 355.6099 | 0.12834 | 0 | 0 | 0.25668 | 355.7958 | 0.12874 | 0 | 0 | 0.25749 | 355.7958 | 0.12874 | 0 | 0 | 0.25749
2017-12-10 03:00 | 319.4917 | 0.95228 |  | 341.2959 | 0.097292 | 0 | 0 | 0.19458 | 351.39 | 0.11919 | 0 | 0 | 0.23837 | 359.1034 | 0.13592 | 0 | 0 | 0.27183 | 359.2939 | 0.13633 | 0 | 0 | 0.27266 | 359.5796 | 0.13695 | 0 | 0 | 0.2739 | 359.8653 | 0.13757 | 0 | 0 | 0.27514 | 360.1509 | 0.13819 | 0 | 0 | 0.27638 | 360.4366 | 0.13881 | 0 | 0 | 0.27762 | 360.7223 | 0.13943 | 0 | 0 | 0.27886 | 361.008 | 0.14005 | 0 | 0 | 0.2801 | 361.2937 | 0.14067 | 0 | 0 | 0.28134 | 361.4841 | 0.14108 | 0 | 0 | 0.28216 | 361.7698 | 0.1417 | 0 | 0 | 0.2834 | 362.0555 | 0.14232 | 0 | 0 | 0.28464 | 362.3412 | 0.14294 | 0 | 0 | 0.28588 | 362.5316 | 0.14335 | 0 | 0 | 0.28671 | 362.8173 | 0.14397 | 0 | 0 | 0.28794 | 363.0078 | 0.14439 | 0 | 0 | 0.28877 | 363.1982 | 0.1448 | 0 | 0 | 0.2896 | 363.4839 | 0.14542 | 0 | 0 | 0.29084 | 363.6744 | 0.14583 | 0 | 0 | 0.29166 | 363.96 | 0.14645 | 0 | 0 | 0.2929 | 364.1505 | 0.14686 | 0 | 0 | 0.29373 | 364.4362 | 0.14748 | 0.0023573 | 0 | 0.29732 | 364.6266 | 0.1479 | 0.014765 | 0 | 0.31056 | 364.6266 | 0.1479 | 0.014765 | 0 | 0.31056
2017-12-10 04:00 | 321.9678 | 0.95966 |  | 343.941 | 0.10303 | 0 | 0 | 0.20606 | 354.1133 | 0.12509 | 0 | 0 | 0.25019 | 361.8866 | 0.14195 | 0 | 0 | 0.28391 | 362.0785 | 0.14237 | 0 | 0 | 0.28474 | 362.3664 | 0.14299 | 0 | 0 | 0.28599 | 362.6543 | 0.14362 | 0 | 0 | 0.28724 | 362.9422 | 0.14424 | 0 | 0 | 0.28849 | 363.2301 | 0.14487 | 0 | 0 | 0.28974 | 363.518 | 0.14549 | 0 | 0 | 0.29098 | 363.8059 | 0.14612 | 0 | 0 | 0.29223 | 364.0938 | 0.14674 | 0 | 0 | 0.29348 | 364.2857 | 0.14716 | 0 | 0 | 0.29431 | 364.5736 | 0.14778 | 0.011311 | 0 | 0.30687 | 364.8615 | 0.14841 | 0.030067 | 0 | 0.32688 | 365.1494 | 0.14903 | 0.048824 | 0 | 0.34688 | 365.3413 | 0.14945 | 0.061328 | 0 | 0.36022 | 365.6292 | 0.15007 | 0.080084 | 0 | 0.38023 | 365.8212 | 0.15049 | 0.092589 | 0 | 0.39356 | 366.0131 | 0.1509 | 0.10509 | 0 | 0.4069 | 366.301 | 0.15153 | 0.12385 | 0 | 0.42691 | 366.4929 | 0.15194 | 0.13635 | 0 | 0.44024 | 366.7808 | 0.15257 | 0.15511 | 0 | 0.46025 | 366.9728 | 0.15299 | 0.16761 | 0 | 0.47359 | 367.2606 | 0.15361 | 0.18637 | 0.0019967 | 0.49758 | 367.4526 | 0.15403 | 0.19888 | 0.014501 | 0.53593 | 367.4526 | 0.15403 | 0.19888 | 0.014501 | 0.53593
2017-12-10 05:00 | 320.5835 | 0.95553 |  | 342.4622 | 0.099822 | 0 | 0 | 0.19964 | 352.5908 | 0.12179 | 0 | 0 | 0.24358 | 360.3306 | 0.13858 | 0 | 0 | 0.27716 | 360.5217 | 0.13899 | 0 | 0 | 0.27799 | 360.8084 | 0.13961 | 0 | 0 | 0.27923 | 361.095 | 0.14024 | 0 | 0 | 0.28047 | 361.3817 | 0.14086 | 0 | 0 | 0.28172 | 361.6683 | 0.14148 | 0 | 0 | 0.28296 | 361.955 | 0.1421 | 0 | 0 | 0.2842 | 362.2417 | 0.14272 | 0 | 0 | 0.28545 | 362.5283 | 0.14335 | 0 | 0 | 0.28669 | 362.7194 | 0.14376 | 0 | 0 | 0.28752 | 363.0061 | 0.14438 | 0 | 0 | 0.28876 | 363.2927 | 0.145 | 0 | 0 | 0.29001 | 363.5794 | 0.14563 | 0 | 0 | 0.29125 | 363.7705 | 0.14604 | 0 | 0 | 0.29208 | 364.0572 | 0.14666 | 0 | 0 | 0.29332 | 364.2483 | 0.14708 | 0 | 0 | 0.29415 | 364.4394 | 0.14749 | 0.0025655 | 0 | 0.29755 | 364.726 | 0.14811 | 0.021241 | 0 | 0.31747 | 364.9171 | 0.14853 | 0.033692 | 0 | 0.33075 | 365.2038 | 0.14915 | 0.052368 | 0 | 0.35067 | 365.3949 | 0.14956 | 0.064818 | 0 | 0.36394 | 365.6816 | 0.15018 | 0.083494 | 0 | 0.38386 | 365.8727 | 0.1506 | 0.095945 | 0 | 0.39714 | 365.8727 | 0.1506 | 0.095945 | 0 | 0.39714
2017-12-10 06:00 | 318.4692 | 0.94923 |  | 340.2036 | 0.094923 | 0 | 0 | 0.18985 | 350.2654 | 0.11675 | 0 | 0 | 0.23349 | 357.9541 | 0.13342 | 0 | 0 | 0.26685 | 358.144 | 0.13384 | 0 | 0 | 0.26767 | 358.4288 | 0.13445 | 0 | 0 | 0.26891 | 358.7135 | 0.13507 | 0 | 0 | 0.27014 | 358.9983 | 0.13569 | 0 | 0 | 0.27138 | 359.2831 | 0.13631 | 0 | 0 | 0.27261 | 359.5678 | 0.13692 | 0 | 0 | 0.27385 | 359.8526 | 0.13754 | 0 | 0 | 0.27508 | 360.1374 | 0.13816 | 0 | 0 | 0.27632 | 360.3272 | 0.13857 | 0 | 0 | 0.27714 | 360.612 | 0.13919 | 0 | 0 | 0.27838 | 360.8968 | 0.13981 | 0 | 0 | 0.27961 | 361.1815 | 0.14042 | 0 | 0 | 0.28085 | 361.3714 | 0.14084 | 0 | 0 | 0.28167 | 361.6561 | 0.14145 | 0 | 0 | 0.28291 | 361.846 | 0.14187 | 0 | 0 | 0.28373 | 362.0358 | 0.14228 | 0 | 0 | 0.28455 | 362.3206 | 0.1429 | 0 | 0 | 0.28579 | 362.5104 | 0.14331 | 0 | 0 | 0.28661 | 362.7952 | 0.14392 | 0 | 0 | 0.28785 | 362.9851 | 0.14434 | 0 | 0 | 0.28867 | 363.2698 | 0.14495 | 0 | 0 | 0.28991 | 363.4597 | 0.14537 | 0 | 0 | 0.29073 | 363.4597 | 0.14537 | 0 | 0 | 0.29073
2017-12-10 07:00 | 322.1299 | 0.96014 |  | 344.1141 | 0.10341 | 0 | 0 | 0.20681 | 354.2916 | 0.12548 | 0 | 0 | 0.25096 | 362.0688 | 0.14235 | 0 | 0 | 0.2847 | 362.2608 | 0.14277 | 0 | 0 | 0.28553 | 362.5488 | 0.14339 | 0 | 0 | 0.28678 | 362.8369 | 0.14401 | 0 | 0 | 0.28803 | 363.1249 | 0.14464 | 0 | 0 | 0.28928 | 363.4129 | 0.14526 | 0 | 0 | 0.29053 | 363.701 | 0.14589 | 0 | 0 | 0.29178 | 363.989 | 0.14651 | 0 | 0 | 0.29303 | 364.2771 | 0.14714 | 0 | 0 | 0.29428 | 364.4691 | 0.14756 | 0.004502 | 0 | 0.29961 | 364.7571 | 0.14818 | 0.023268 | 0 | 0.31963 | 365.0452 | 0.1488 | 0.042034 | 0 | 0.33964 | 365.3332 | 0.14943 | 0.0608 | 0 | 0.35966 | 365.5253 | 0.14985 | 0.07331 | 0 | 0.373 | 365.8133 | 0.15047 | 0.092076 | 0 | 0.39302 | 366.0053 | 0.15089 | 0.10459 | 0 | 0.40636 | 366.1974 | 0.1513 | 0.1171 | 0 | 0.4197 | 366.4854 | 0.15193 | 0.13586 | 0 | 0.43972 | 366.6774 | 0.15234 | 0.14837 | 0 | 0.45306 | 366.9655 | 0.15297 | 0.16714 | 0 | 0.47308 | 367.1575 | 0.15339 | 0.17965 | 0 | 0.48642 | 367.4455 | 0.15401 | 0.19842 | 0.014042 | 0.53452 | 367.6376 | 0.15443 | 0.21093 | 0.026553 | 0.57289 | 367.6376 | 0.15443 | 0.21093 | 0.026553 | 0.57289
2017-12-10 08:00 | 318.759 | 0.95009 |  | 340.5132 | 0.095595 | 0 | 0 | 0.19119 | 350.5841 | 0.11744 | 0 | 0 | 0.23488 | 358.2799 | 0.13413 | 0 | 0 | 0.26826 | 358.4699 | 0.13454 | 0 | 0 | 0.26909 | 358.7549 | 0.13516 | 0 | 0 | 0.27032 | 359.04 | 0.13578 | 0 | 0 | 0.27156 | 359.325 | 0.1364 | 0 | 0 | 0.2728 | 359.61 | 0.13702 | 0 | 0 | 0.27403 | 359.895 | 0.13763 | 0 | 0 | 0.27527 | 360.1801 | 0.13825 | 0 | 0 | 0.2765 | 360.4651 | 0.13887 | 0 | 0 | 0.27774 | 360.6551 | 0.13928 | 0 | 0 | 0.27857 | 360.9401 | 0.1399 | 0 | 0 | 0.2798 | 361.2252 | 0.14052 | 0 | 0 | 0.28104 | 361.5102 | 0.14114 | 0 | 0 | 0.28227 | 361.7002 | 0.14155 | 0 | 0 | 0.2831 | 361.9852 | 0.14217 | 0 | 0 | 0.28434 | 362.1753 | 0.14258 | 0 | 0 | 0.28516 | 362.3653 | 0.14299 | 0 | 0 | 0.28598 | 362.6503 | 0.14361 | 0 | 0 | 0.28722 | 362.8403 | 0.14402 | 0 | 0 | 0.28804 | 363.1254 | 0.14464 | 0 | 0 | 0.28928 | 363.3154 | 0.14505 | 0 | 0 | 0.29011 | 363.6004 | 0.14567 | 0 | 0 | 0.29134 | 363.7904 | 0.14608 | 0 | 0 | 0.29217 | 363.7904 | 0.14608 | 0 | 0 | 0.29217
2017-12-10 09:00 | 326.2309 | 0.97236 |  | 348.495 | 0.11291 | 0 | 0 | 0.22581 | 358.8021 | 0.13526 | 0 | 0 | 0.27053 | 366.6782 | 0.15235 | 0.14843 | 0 | 0.45312 | 366.8727 | 0.15277 | 0.1611 | 0 | 0.46663 | 367.1644 | 0.1534 | 0.1801 | 0 | 0.4869 | 367.4561 | 0.15403 | 0.1991 | 0.01473 | 0.53663 | 367.7478 | 0.15467 | 0.21811 | 0.033735 | 0.59491 | 368.0395 | 0.1553 | 0.23711 | 0.05274 | 0.65319 | 368.3312 | 0.15593 | 0.25612 | 0.071745 | 0.71147 | 368.6229 | 0.15656 | 0.27512 | 0.09075 | 0.76975 | 368.9146 | 0.1572 | 0.29413 | 0.10975 | 0.82803 | 369.1091 | 0.15762 | 0.3068 | 0.12242 | 0.86689 | 369.4008 | 0.15825 | 0.3258 | 0.14143 | 0.92517 | 369.6925 | 0.15888 | 0.34481 | 0.16043 | 0.98345 | 369.9842 | 0.15952 | 0.36381 | 0.17944 | 1.0417 | 370.1787 | 0.15994 | 0.37648 | 0.19211 | 1.0806 | 370.4704 | 0.16057 | 0.39549 | 0.21111 | 1.1389 | 370.6649 | 0.16099 | 0.40816 | 0.22378 | 1.1777 | 370.8594 | 0.16142 | 0.42083 | 0.23645 | 1.2166 | 371.1511 | 0.16205 | 0.43983 | 0.25546 | 1.2748 | 371.3456 | 0.16247 | 0.4525 | 0.26813 | 1.3137 | 371.6373 | 0.1631 | 0.47151 | 0.28713 | 1.372 | 371.8317 | 0.16352 | 0.48418 | 0.2998 | 1.4108 | 372.1234 | 0.16416 | 0.50318 | 0.31881 | 1.4691 | 372.3179 | 0.16458 | 0.51585 | 0.33148 | 1.508 | 372.3179 | 0.16458 | 0.51585 | 0.33148 | 1.508
2017-12-10 10:00 | 328.0466 | 0.97777 |  | 350.4345 | 0.11711 | 0 | 0 | 0.23423 | 360.799 | 0.13959 | 0 | 0 | 0.27919 | 368.7189 | 0.15677 | 0.28138 | 0.097004 | 0.78893 | 368.9145 | 0.1572 | 0.29412 | 0.10974 | 0.828 | 369.2078 | 0.15783 | 0.31323 | 0.12886 | 0.88661 | 369.5012 | 0.15847 | 0.33234 | 0.14797 | 0.94521 | 369.7945 | 0.15911 | 0.35145 | 0.16708 | 1.0038 | 370.0878 | 0.15974 | 0.37056 | 0.18619 | 1.0624 | 370.3812 | 0.16038 | 0.38967 | 0.2053 | 1.121 | 370.6745 | 0.16101 | 0.40878 | 0.22441 | 1.1796 | 370.9678 | 0.16165 | 0.42789 | 0.24352 | 1.2382 | 371.1634 | 0.16207 | 0.44063 | 0.25626 | 1.2773 | 371.4567 | 0.16271 | 0.45974 | 0.27537 | 1.3359 | 371.75 | 0.16335 | 0.47885 | 0.29448 | 1.3945 | 372.0434 | 0.16398 | 0.49797 | 0.31359 | 1.4531 | 372.2389 | 0.16441 | 0.51071 | 0.32633 | 1.4922 | 372.5323 | 0.16504 | 0.52982 | 0.34544 | 1.5508 | 372.7278 | 0.16547 | 0.54256 | 0.35818 | 1.5899 | 372.9234 | 0.16589 | 0.5553 | 0.37092 | 1.6289 | 373.2167 | 0.16653 | 0.57441 | 0.39003 | 1.6875 | 373.4123 | 0.16695 | 0.58715 | 0.40277 | 1.7266 | 373.7056 | 0.16759 | 0.60626 | 0.42188 | 1.7852 | 373.9011 | 0.16801 | 0.619 | 0.43462 | 1.8243 | 374.1945 | 0.16865 | 0.63811 | 0.45374 | 1.8829 | 374.39 | 0.16907 | 0.65085 | 0.46648 | 1.9219 | 374.39 | 0.16907 | 0.65085 | 0.46648 | 1.9219
2017-12-10 11:00 | 320.3718 | 0.9549 |  | 342.236 | 0.099332 | 0 | 0 | 0.19866 | 352.3579 | 0.12129 | 0 | 0 | 0.24257 | 360.0926 | 0.13806 | 0 | 0 | 0.27613 | 360.2836 | 0.13848 | 0 | 0 | 0.27695 | 360.5701 | 0.1391 | 0 | 0 | 0.2782 | 360.8565 | 0.13972 | 0 | 0 | 0.27944 | 361.143 | 0.14034 | 0 | 0 | 0.28068 | 361.4295 | 0.14096 | 0 | 0 | 0.28192 | 361.716 | 0.14158 | 0 | 0 | 0.28317 | 362.0024 | 0.1422 | 0 | 0 | 0.28441 | 362.2889 | 0.14283 | 0 | 0 | 0.28565 | 362.4799 | 0.14324 | 0 | 0 | 0.28648 | 362.7663 | 0.14386 | 0 | 0 | 0.28772 | 363.0528 | 0.14448 | 0 | 0 | 0.28897 | 363.3393 | 0.1451 | 0 | 0 | 0.29021 | 363.5303 | 0.14552 | 0 | 0 | 0.29104 | 363.8167 | 0.14614 | 0 | 0 | 0.29228 | 364.0077 | 0.14655 | 0 | 0 | 0.29311 | 364.1987 | 0.14697 | 0 | 0 | 0.29394 | 364.4852 | 0.14759 | 0.0055482 | 0 | 0.30073 | 364.6761 | 0.148 | 0.017991 | 0 | 0.314 | 364.9626 | 0.14863 | 0.036654 | 0 | 0.33391 | 365.1536 | 0.14904 | 0.049096 | 0 | 0.34718 | 365.4401 | 0.14966 | 0.06776 | 0 | 0.36708 | 365.631 | 0.15008 | 0.080202 | 0 | 0.38035 | 365.631 | 0.15008 | 0.080202 | 0 | 0.38035
2017-12-10 12:00 | 315.7065 | 0.94099 |  | 337.2523 | 0.088522 | 0 | 0 | 0.17704 | 347.2268 | 0.11016 | 0 | 0 | 0.22031 | 354.8489 | 0.12669 | 0 | 0 | 0.25338 | 355.0371 | 0.1271 | 0 | 0 | 0.25419 | 355.3194 | 0.12771 | 0 | 0 | 0.25542 | 355.6017 | 0.12832 | 0 | 0 | 0.25664 | 355.884 | 0.12893 | 0 | 0 | 0.25787 | 356.1663 | 0.12955 | 0 | 0 | 0.25909 | 356.4486 | 0.13016 | 0 | 0 | 0.26032 | 356.7309 | 0.13077 | 0 | 0 | 0.26154 | 357.0132 | 0.13138 | 0 | 0 | 0.26277 | 357.2014 | 0.13179 | 0 | 0 | 0.26358 | 357.4837 | 0.1324 | 0 | 0 | 0.26481 | 357.766 | 0.13302 | 0 | 0 | 0.26603 | 358.0482 | 0.13363 | 0 | 0 | 0.26726 | 358.2364 | 0.13404 | 0 | 0 | 0.26807 | 358.5187 | 0.13465 | 0 | 0 | 0.2693 | 358.7069 | 0.13506 | 0 | 0 | 0.27011 | 358.8951 | 0.13547 | 0 | 0 | 0.27093 | 359.1774 | 0.13608 | 0 | 0 | 0.27216 | 359.3656 | 0.13649 | 0 | 0 | 0.27297 | 359.6479 | 0.1371 | 0 | 0 | 0.2742 | 359.8361 | 0.13751 | 0 | 0 | 0.27501 | 360.1184 | 0.13812 | 0 | 0 | 0.27624 | 360.3066 | 0.13853 | 0 | 0 | 0.27705 | 360.3066 | 0.13853 | 0 | 0 | 0.27705
2017-12-10 13:00 | 311.3562 | 0.92803 |  | 332.6051 | 0.078442 | 0 | 0 | 0.15688 | 342.4422 | 0.099779 | 0 | 0 | 0.19956 | 349.9592 | 0.11608 | 0 | 0 | 0.23217 | 350.1448 | 0.11649 | 0 | 0 | 0.23297 | 350.4232 | 0.11709 | 0 | 0 | 0.23418 | 350.7016 | 0.11769 | 0 | 0 | 0.23539 | 350.98 | 0.1183 | 0 | 0 | 0.23659 | 351.2584 | 0.1189 | 0 | 0 | 0.2378 | 351.5369 | 0.11951 | 0 | 0 | 0.23901 | 351.8153 | 0.12011 | 0 | 0 | 0.24022 | 352.0937 | 0.12071 | 0 | 0 | 0.24143 | 352.2793 | 0.12112 | 0 | 0 | 0.24223 | 352.5577 | 0.12172 | 0 | 0 | 0.24344 | 352.8361 | 0.12232 | 0 | 0 | 0.24465 | 353.1145 | 0.12293 | 0 | 0 | 0.24585 | 353.3001 | 0.12333 | 0 | 0 | 0.24666 | 353.5785 | 0.12393 | 0 | 0 | 0.24787 | 353.7641 | 0.12434 | 0 | 0 | 0.24867 | 353.9497 | 0.12474 | 0 | 0 | 0.24948 | 354.2281 | 0.12534 | 0 | 0 | 0.25068 | 354.4137 | 0.12575 | 0 | 0 | 0.25149 | 354.6921 | 0.12635 | 0 | 0 | 0.2527 | 354.8778 | 0.12675 | 0 | 0 | 0.2535 | 355.1562 | 0.12736 | 0 | 0 | 0.25471 | 355.3418 | 0.12776 | 0 | 0 | 0.25552 | 355.3418 | 0.12776 | 0 | 0 | 0.25552
2017-12-10 14:00 | 314.1463 | 0.93634 |  | 335.5856 | 0.084907 | 0 | 0 | 0.16981 | 345.5109 | 0.10643 | 0 | 0 | 0.21287 | 353.0953 | 0.12289 | 0 | 0 | 0.24577 | 353.2825 | 0.12329 | 0 | 0 | 0.24658 | 353.5634 | 0.1239 | 0 | 0 | 0.2478 | 353.8444 | 0.12451 | 0 | 0 | 0.24902 | 354.1253 | 0.12512 | 0 | 0 | 0.25024 | 354.4062 | 0.12573 | 0 | 0 | 0.25146 | 354.6871 | 0.12634 | 0 | 0 | 0.25268 | 354.968 | 0.12695 | 0 | 0 | 0.25389 | 355.2489 | 0.12756 | 0 | 0 | 0.25511 | 355.4361 | 0.12796 | 0 | 0 | 0.25593 | 355.717 | 0.12857 | 0 | 0 | 0.25714 | 355.9979 | 0.12918 | 0 | 0 | 0.25836 | 356.2788 | 0.12979 | 0 | 0 | 0.25958 | 356.4661 | 0.1302 | 0 | 0 | 0.26039 | 356.747 | 0.13081 | 0 | 0 | 0.26161 | 356.9343 | 0.13121 | 0 | 0 | 0.26242 | 357.1216 | 0.13162 | 0 | 0 | 0.26324 | 357.4025 | 0.13223 | 0 | 0 | 0.26446 | 357.5897 | 0.13263 | 0 | 0 | 0.26527 | 357.8706 | 0.13324 | 0 | 0 | 0.26649 | 358.0579 | 0.13365 | 0 | 0 | 0.2673 | 358.3388 | 0.13426 | 0 | 0 | 0.26852 | 358.5261 | 0.13466 | 0 | 0 | 0.26933 | 358.5261 | 0.13466 | 0 | 0 | 0.26933
2017-12-10 15:00 | 319.2002 | 0.95141 |  | 340.9845 | 0.096617 | 0 | 0 | 0.19323 | 351.0694 | 0.11849 | 0 | 0 | 0.23698 | 358.7758 | 0.13521 | 0 | 0 | 0.27041 | 358.9661 | 0.13562 | 0 | 0 | 0.27124 | 359.2515 | 0.13624 | 0 | 0 | 0.27248 | 359.5369 | 0.13686 | 0 | 0 | 0.27371 | 359.8224 | 0.13748 | 0 | 0 | 0.27495 | 360.1078 | 0.1381 | 0 | 0 | 0.27619 | 360.3932 | 0.13871 | 0 | 0 | 0.27743 | 360.6786 | 0.13933 | 0 | 0 | 0.27867 | 360.964 | 0.13995 | 0 | 0 | 0.27991 | 361.1543 | 0.14037 | 0 | 0 | 0.28073 | 361.4397 | 0.14098 | 0 | 0 | 0.28197 | 361.7252 | 0.1416 | 0 | 0 | 0.28321 | 362.0106 | 0.14222 | 0 | 0 | 0.28445 | 362.2009 | 0.14264 | 0 | 0 | 0.28527 | 362.4863 | 0.14325 | 0 | 0 | 0.28651 | 362.6766 | 0.14367 | 0 | 0 | 0.28733 | 362.8669 | 0.14408 | 0 | 0 | 0.28816 | 363.1523 | 0.1447 | 0 | 0 | 0.2894 | 363.3426 | 0.14511 | 0 | 0 | 0.29022 | 363.628 | 0.14573 | 0 | 0 | 0.29146 | 363.8183 | 0.14614 | 0 | 0 | 0.29229 | 364.1037 | 0.14676 | 0 | 0 | 0.29353 | 364.294 | 0.14718 | 0 | 0 | 0.29435 | 364.294 | 0.14718 | 0 | 0 | 0.29435
2017-12-10 16:00 | 318.4171 | 0.94907 |  | 340.1479 | 0.094803 | 0 | 0 | 0.18961 | 350.2081 | 0.11662 | 0 | 0 | 0.23325 | 357.8956 | 0.1333 | 0 | 0 | 0.26659 | 358.0854 | 0.13371 | 0 | 0 | 0.26742 | 358.3702 | 0.13433 | 0 | 0 | 0.26865 | 358.6549 | 0.13494 | 0 | 0 | 0.26989 | 358.9396 | 0.13556 | 0 | 0 | 0.27112 | 359.2243 | 0.13618 | 0 | 0 | 0.27236 | 359.509 | 0.1368 | 0 | 0 | 0.27359 | 359.7938 | 0.13741 | 0 | 0 | 0.27483 | 360.0785 | 0.13803 | 0 | 0 | 0.27606 | 360.2683 | 0.13844 | 0 | 0 | 0.27689 | 360.553 | 0.13906 | 0 | 0 | 0.27812 | 360.8377 | 0.13968 | 0 | 0 | 0.27936 | 361.1225 | 0.1403 | 0 | 0 | 0.28059 | 361.3123 | 0.14071 | 0 | 0 | 0.28142 | 361.597 | 0.14133 | 0 | 0 | 0.28265 | 361.7868 | 0.14174 | 0 | 0 | 0.28347 | 361.9766 | 0.14215 | 0 | 0 | 0.2843 | 362.2614 | 0.14277 | 0 | 0 | 0.28553 | 362.4512 | 0.14318 | 0 | 0 | 0.28636 | 362.7359 | 0.1438 | 0 | 0 | 0.28759 | 362.9257 | 0.14421 | 0 | 0 | 0.28842 | 363.2104 | 0.14483 | 0 | 0 | 0.28965 | 363.4002 | 0.14524 | 0 | 0 | 0.29047 | 363.4002 | 0.14524 | 0 | 0 | 0.29047
2017-12-10 17:00 | 320.9085 | 0.9565 |  | 342.8094 | 0.10058 | 0 | 0 | 0.20115 | 352.9483 | 0.12257 | 0 | 0 | 0.24513 | 360.6959 | 0.13937 | 0 | 0 | 0.27874 | 360.8872 | 0.13979 | 0 | 0 | 0.27957 | 361.1742 | 0.14041 | 0 | 0 | 0.28082 | 361.4611 | 0.14103 | 0 | 0 | 0.28206 | 361.7481 | 0.14165 | 0 | 0 | 0.28331 | 362.035 | 0.14228 | 0 | 0 | 0.28455 | 362.322 | 0.1429 | 0 | 0 | 0.2858 | 362.6089 | 0.14352 | 0 | 0 | 0.28704 | 362.8959 | 0.14414 | 0 | 0 | 0.28829 | 363.0872 | 0.14456 | 0 | 0 | 0.28912 | 363.3741 | 0.14518 | 0 | 0 | 0.29036 | 363.6611 | 0.1458 | 0 | 0 | 0.2916 | 363.948 | 0.14642 | 0 | 0 | 0.29285 | 364.1393 | 0.14684 | 0 | 0 | 0.29368 | 364.4263 | 0.14746 | 0.0017109 | 0 | 0.29664 | 364.6176 | 0.14788 | 0.014174 | 0 | 0.30993 | 364.8089 | 0.14829 | 0.026637 | 0 | 0.32322 | 365.0958 | 0.14891 | 0.045332 | 0 | 0.34316 | 365.2871 | 0.14933 | 0.057795 | 0 | 0.35645 | 365.5741 | 0.14995 | 0.07649 | 0 | 0.37639 | 365.7654 | 0.15037 | 0.088953 | 0 | 0.38969 | 366.0523 | 0.15099 | 0.10765 | 0 | 0.40963 | 366.2436 | 0.1514 | 0.12011 | 0 | 0.42292 | 366.2436 | 0.1514 | 0.12011 | 0 | 0.42292
2017-12-10 18:00 | 320.3318 | 0.95478 |  | 342.1933 | 0.099239 | 0 | 0 | 0.19848 | 352.314 | 0.12119 | 0 | 0 | 0.24238 | 360.0477 | 0.13797 | 0 | 0 | 0.27593 | 360.2387 | 0.13838 | 0 | 0 | 0.27676 | 360.5251 | 0.139 | 0 | 0 | 0.278 | 360.8116 | 0.13962 | 0 | 0 | 0.27924 | 361.098 | 0.14024 | 0 | 0 | 0.28049 | 361.3844 | 0.14086 | 0 | 0 | 0.28173 | 361.6709 | 0.14149 | 0 | 0 | 0.28297 | 361.9573 | 0.14211 | 0 | 0 | 0.28421 | 362.2437 | 0.14273 | 0 | 0 | 0.28546 | 362.4347 | 0.14314 | 0 | 0 | 0.28628 | 362.7211 | 0.14376 | 0 | 0 | 0.28753 | 363.0076 | 0.14439 | 0 | 0 | 0.28877 | 363.294 | 0.14501 | 0 | 0 | 0.29001 | 363.4849 | 0.14542 | 0 | 0 | 0.29084 | 363.7714 | 0.14604 | 0 | 0 | 0.29208 | 363.9623 | 0.14646 | 0 | 0 | 0.29291 | 364.1533 | 0.14687 | 0 | 0 | 0.29374 | 364.4397 | 0.14749 | 0.0025878 | 0 | 0.29757 | 364.6307 | 0.14791 | 0.015029 | 0 | 0.31084 | 364.9171 | 0.14853 | 0.03369 | 0 | 0.33074 | 365.1081 | 0.14894 | 0.046131 | 0 | 0.34401 | 365.3945 | 0.14956 | 0.064792 | 0 | 0.36392 | 365.5855 | 0.14998 | 0.077233 | 0 | 0.37719 | 365.5855 | 0.14998 | 0.077233 | 0 | 0.37719
2017-12-10 19:00 | 324.6784 | 0.96774 |  | 346.8365 | 0.10931 | 0 | 0 | 0.21862 | 357.0945 | 0.13156 | 0 | 0 | 0.26312 | 364.9331 | 0.14856 | 0.034734 | 0 | 0.33186 | 365.1267 | 0.14898 | 0.047344 | 0 | 0.34531 | 365.417 | 0.14961 | 0.066258 | 0 | 0.36548 | 365.7073 | 0.15024 | 0.085172 | 0 | 0.38565 | 365.9976 | 0.15087 | 0.10409 | 0 | 0.40583 | 366.288 | 0.1515 | 0.123 | 0 | 0.426 | 366.5783 | 0.15213 | 0.14192 | 0 | 0.44618 | 366.8686 | 0.15276 | 0.16083 | 0 | 0.46635 | 367.1589 | 0.15339 | 0.17974 | 0 | 0.48652 | 367.3525 | 0.15381 | 0.19235 | 0.0079794 | 0.51593 | 367.6428 | 0.15444 | 0.21127 | 0.026894 | 0.57393 | 367.9331 | 0.15507 | 0.23018 | 0.045808 | 0.63194 | 368.2234 | 0.1557 | 0.2491 | 0.064723 | 0.68994 | 368.417 | 0.15612 | 0.26171 | 0.077332 | 0.72861 | 368.7073 | 0.15675 | 0.28062 | 0.096247 | 0.78661 | 368.9009 | 0.15717 | 0.29323 | 0.10886 | 0.82528 | 369.0944 | 0.15759 | 0.30584 | 0.12147 | 0.86395 | 369.3847 | 0.15822 | 0.32475 | 0.14038 | 0.92195 | 369.5783 | 0.15864 | 0.33736 | 0.15299 | 0.96062 | 369.8686 | 0.15927 | 0.35628 | 0.1719 | 1.0186 | 370.0621 | 0.15969 | 0.36889 | 0.18451 | 1.0573 | 370.3525 | 0.16032 | 0.3878 | 0.20343 | 1.1153 | 370.546 | 0.16074 | 0.40041 | 0.21604 | 1.154 | 370.546 | 0.16074 | 0.40041 | 0.21604 | 1.154
2017-12-10 20:00 | 318.1287 | 0.94821 |  | 339.8398 | 0.094134 | 0 | 0 | 0.18827 | 349.8909 | 0.11593 | 0 | 0 | 0.23187 | 357.5714 | 0.13259 | 0 | 0 | 0.26519 | 357.761 | 0.13301 | 0 | 0 | 0.26601 | 358.0455 | 0.13362 | 0 | 0 | 0.26724 | 358.33 | 0.13424 | 0 | 0 | 0.26848 | 358.6144 | 0.13486 | 0 | 0 | 0.26971 | 358.8989 | 0.13547 | 0 | 0 | 0.27095 | 359.1834 | 0.13609 | 0 | 0 | 0.27218 | 359.4678 | 0.13671 | 0 | 0 | 0.27341 | 359.7523 | 0.13732 | 0 | 0 | 0.27465 | 359.9419 | 0.13774 | 0 | 0 | 0.27547 | 360.2264 | 0.13835 | 0 | 0 | 0.27671 | 360.5109 | 0.13897 | 0 | 0 | 0.27794 | 360.7953 | 0.13959 | 0 | 0 | 0.27917 | 360.985 | 0.14 | 0 | 0 | 0.28 | 361.2694 | 0.14062 | 0 | 0 | 0.28123 | 361.4591 | 0.14103 | 0 | 0 | 0.28205 | 361.6487 | 0.14144 | 0 | 0 | 0.28288 | 361.9332 | 0.14205 | 0 | 0 | 0.28411 | 362.1228 | 0.14247 | 0 | 0 | 0.28493 | 362.4073 | 0.14308 | 0 | 0 | 0.28617 | 362.5969 | 0.14349 | 0 | 0 | 0.28699 | 362.8814 | 0.14411 | 0 | 0 | 0.28822 | 363.071 | 0.14452 | 0 | 0 | 0.28905 | 363.071 | 0.14452 | 0 | 0 | 0.28905
2017-12-10 21:00 | 326.0124 | 0.97171 |  | 348.2615 | 0.1124 | 0 | 0 | 0.2248 | 358.5617 | 0.13474 | 0 | 0 | 0.26948 | 366.4325 | 0.15181 | 0.13242 | 0 | 0.43605 | 366.6269 | 0.15224 | 0.14508 | 0 | 0.44955 | 366.9184 | 0.15287 | 0.16407 | 0 | 0.46981 | 367.2099 | 0.1535 | 0.18306 | 0 | 0.49006 | 367.5014 | 0.15413 | 0.20206 | 0.017682 | 0.54569 | 367.7929 | 0.15476 | 0.22105 | 0.036674 | 0.60393 | 368.0844 | 0.1554 | 0.24004 | 0.055666 | 0.66217 | 368.3759 | 0.15603 | 0.25903 | 0.074658 | 0.72041 | 368.6675 | 0.15666 | 0.27803 | 0.093651 | 0.77865 | 368.8618 | 0.15708 | 0.29069 | 0.10631 | 0.81748 | 369.1533 | 0.15772 | 0.30968 | 0.1253 | 0.87572 | 369.4448 | 0.15835 | 0.32867 | 0.1443 | 0.93396 | 369.7363 | 0.15898 | 0.34766 | 0.16329 | 0.9922 | 369.9307 | 0.1594 | 0.36032 | 0.17595 | 1.031 | 370.2222 | 0.16003 | 0.37932 | 0.19494 | 1.0893 | 370.4165 | 0.16046 | 0.39198 | 0.2076 | 1.1281 | 370.6109 | 0.16088 | 0.40464 | 0.22026 | 1.1669 | 370.9024 | 0.16151 | 0.42363 | 0.23926 | 1.2252 | 371.0967 | 0.16193 | 0.43629 | 0.25192 | 1.264 | 371.3883 | 0.16256 | 0.45528 | 0.27091 | 1.3222 | 371.5826 | 0.16298 | 0.46795 | 0.28357 | 1.3611 | 371.8741 | 0.16362 | 0.48694 | 0.30256 | 1.4193 | 372.0685 | 0.16404 | 0.4996 | 0.31523 | 1.4581 | 372.0685 | 0.16404 | 0.4996 | 0.31523 | 1.4581
2017-12-10 22:00 | 281.8979 | 0.84022 |  | 301.1364 | 0.010187 | 0 | 0 | 0.020373 | 310.0428 | 0.029505 | 0 | 0 | 0.059009 | 316.8486 | 0.044266 | 0 | 0 | 0.088533 | 317.0167 | 0.044631 | 0 | 0 | 0.089262 | 317.2688 | 0.045178 | 0 | 0 | 0.090355 | 317.5208 | 0.045724 | 0 | 0 | 0.091449 | 317.7729 | 0.046271 | 0 | 0 | 0.092542 | 318.025 | 0.046818 | 0 | 0 | 0.093636 | 318.277 | 0.047365 | 0 | 0 | 0.094729 | 318.5291 | 0.047911 | 0 | 0 | 0.095822 | 318.7812 | 0.048458 | 0 | 0 | 0.096916 | 318.9492 | 0.048822 | 0 | 0 | 0.097645 | 319.2013 | 0.049369 | 0 | 0 | 0.098738 | 319.4533 | 0.049916 | 0 | 0 | 0.099832 | 319.7054 | 0.050463 | 0 | 0 | 0.10093 | 319.8735 | 0.050827 | 0 | 0 | 0.10165 | 320.1255 | 0.051374 | 0 | 0 | 0.10275 | 320.2936 | 0.051738 | 0 | 0 | 0.10348 | 320.4616 | 0.052103 | 0 | 0 | 0.10421 | 320.7137 | 0.05265 | 0 | 0 | 0.1053 | 320.8817 | 0.053014 | 0 | 0 | 0.10603 | 321.1338 | 0.053561 | 0 | 0 | 0.10712 | 321.3018 | 0.053925 | 0 | 0 | 0.10785 | 321.5539 | 0.054472 | 0 | 0 | 0.10894 | 321.7219 | 0.054837 | 0 | 0 | 0.10967 | 321.7219 | 0.054837 | 0 | 0 | 0.10967
2017-12-10 23:00 | 284.4419 | 0.84781 |  | 303.854 | 0.016081 | 0 | 0 | 0.032162 | 312.8407 | 0.035573 | 0 | 0 | 0.071146 | 319.708 | 0.050468 | 0 | 0 | 0.10094 | 319.8775 | 0.050836 | 0 | 0 | 0.10167 | 320.1319 | 0.051388 | 0 | 0 | 0.10278 | 320.3862 | 0.051939 | 0 | 0 | 0.10388 | 320.6406 | 0.052491 | 0 | 0 | 0.10498 | 320.8949 | 0.053043 | 0 | 0 | 0.10609 | 321.1493 | 0.053594 | 0 | 0 | 0.10719 | 321.4036 | 0.054146 | 0 | 0 | 0.10829 | 321.6579 | 0.054698 | 0 | 0 | 0.1094 | 321.8275 | 0.055065 | 0 | 0 | 0.11013 | 322.0818 | 0.055617 | 0 | 0 | 0.11123 | 322.3362 | 0.056169 | 0 | 0 | 0.11234 | 322.5905 | 0.05672 | 0 | 0 | 0.11344 | 322.7601 | 0.057088 | 0 | 0 | 0.11418 | 323.0144 | 0.05764 | 0 | 0 | 0.11528 | 323.184 | 0.058008 | 0 | 0 | 0.11602 | 323.3536 | 0.058375 | 0 | 0 | 0.11675 | 323.6079 | 0.058927 | 0 | 0 | 0.11785 | 323.7775 | 0.059295 | 0 | 0 | 0.11859 | 324.0318 | 0.059847 | 0 | 0 | 0.11969 | 324.2014 | 0.060214 | 0 | 0 | 0.12043 | 324.4557 | 0.060766 | 0 | 0 | 0.12153 | 324.6253 | 0.061134 | 0 | 0 | 0.12227 | 324.6253 | 0.061134 | 0 | 0 | 0.12227
2017-12-11 | 309.916 | 0.92373 |  | 331.0666 | 0.075105 | 0 | 0 | 0.15021 | 340.8582 | 0.096343 | 0 | 0 | 0.19269 | 348.3405 | 0.11257 | 0 | 0 | 0.22514 | 348.5252 | 0.11297 | 0 | 0 | 0.22595 | 348.8023 | 0.11357 | 0 | 0 | 0.22715 | 349.0795 | 0.11417 | 0 | 0 | 0.22835 | 349.3566 | 0.11478 | 0 | 0 | 0.22955 | 349.6337 | 0.11538 | 0 | 0 | 0.23075 | 349.9108 | 0.11598 | 0 | 0 | 0.23196 | 350.1879 | 0.11658 | 0 | 0 | 0.23316 | 350.4651 | 0.11718 | 0 | 0 | 0.23436 | 350.6498 | 0.11758 | 0 | 0 | 0.23516 | 350.9269 | 0.11818 | 0 | 0 | 0.23636 | 351.204 | 0.11878 | 0 | 0 | 0.23757 | 351.4812 | 0.11938 | 0 | 0 | 0.23877 | 351.6659 | 0.11978 | 0 | 0 | 0.23957 | 351.943 | 0.12039 | 0 | 0 | 0.24077 | 352.1278 | 0.12079 | 0 | 0 | 0.24157 | 352.3125 | 0.12119 | 0 | 0 | 0.24238 | 352.5896 | 0.12179 | 0 | 0 | 0.24358 | 352.7744 | 0.12219 | 0 | 0 | 0.24438 | 353.0515 | 0.12279 | 0 | 0 | 0.24558 | 353.2363 | 0.12319 | 0 | 0 | 0.24638 | 353.5134 | 0.12379 | 0 | 0 | 0.24758 | 353.6981 | 0.12419 | 0 | 0 | 0.24839 | 353.6981 | 0.12419 | 0 | 0 | 0.24839
2017-12-11 01:00 | 317.4888 | 0.94631 |  | 339.1563 | 0.092652 | 0 | 0 | 0.1853 | 349.1871 | 0.11441 | 0 | 0 | 0.22882 | 356.8522 | 0.13103 | 0 | 0 | 0.26207 | 357.0415 | 0.13144 | 0 | 0 | 0.26289 | 357.3253 | 0.13206 | 0 | 0 | 0.26412 | 357.6092 | 0.13268 | 0 | 0 | 0.26535 | 357.8931 | 0.13329 | 0 | 0 | 0.26658 | 358.177 | 0.13391 | 0 | 0 | 0.26782 | 358.4609 | 0.13452 | 0 | 0 | 0.26905 | 358.7448 | 0.13514 | 0 | 0 | 0.27028 | 359.0287 | 0.13575 | 0 | 0 | 0.27151 | 359.218 | 0.13617 | 0 | 0 | 0.27233 | 359.5018 | 0.13678 | 0 | 0 | 0.27356 | 359.7857 | 0.1374 | 0 | 0 | 0.27479 | 360.0696 | 0.13801 | 0 | 0 | 0.27603 | 360.2589 | 0.13842 | 0 | 0 | 0.27685 | 360.5428 | 0.13904 | 0 | 0 | 0.27808 | 360.732 | 0.13945 | 0 | 0 | 0.2789 | 360.9213 | 0.13986 | 0 | 0 | 0.27972 | 361.2052 | 0.14048 | 0 | 0 | 0.28095 | 361.3945 | 0.14089 | 0 | 0 | 0.28177 | 361.6784 | 0.1415 | 0 | 0 | 0.283 | 361.8676 | 0.14191 | 0 | 0 | 0.28382 | 362.1515 | 0.14253 | 0 | 0 | 0.28506 | 362.3408 | 0.14294 | 0 | 0 | 0.28588 | 362.3408 | 0.14294 | 0 | 0 | 0.28588
2017-12-11 02:00 | 316.1036 | 0.94218 |  | 337.6766 | 0.089442 | 0 | 0 | 0.17888 | 347.6637 | 0.1111 | 0 | 0 | 0.22221 | 355.2953 | 0.12766 | 0 | 0 | 0.25531 | 355.4837 | 0.12807 | 0 | 0 | 0.25613 | 355.7664 | 0.12868 | 0 | 0 | 0.25736 | 356.049 | 0.12929 | 0 | 0 | 0.25858 | 356.3317 | 0.12991 | 0 | 0 | 0.25981 | 356.6143 | 0.13052 | 0 | 0 | 0.26104 | 356.897 | 0.13113 | 0 | 0 | 0.26226 | 357.1797 | 0.13174 | 0 | 0 | 0.26349 | 357.4623 | 0.13236 | 0 | 0 | 0.26471 | 357.6507 | 0.13277 | 0 | 0 | 0.26553 | 357.9334 | 0.13338 | 0 | 0 | 0.26676 | 358.2161 | 0.13399 | 0 | 0 | 0.26798 | 358.4987 | 0.13461 | 0 | 0 | 0.26921 | 358.6871 | 0.13501 | 0 | 0 | 0.27003 | 358.9698 | 0.13563 | 0 | 0 | 0.27125 | 359.1582 | 0.13604 | 0 | 0 | 0.27207 | 359.3467 | 0.13644 | 0 | 0 | 0.27289 | 359.6293 | 0.13706 | 0 | 0 | 0.27412 | 359.8178 | 0.13747 | 0 | 0 | 0.27493 | 360.1004 | 0.13808 | 0 | 0 | 0.27616 | 360.2888 | 0.13849 | 0 | 0 | 0.27698 | 360.5715 | 0.1391 | 0 | 0 | 0.2782 | 360.7599 | 0.13951 | 0 | 0 | 0.27902 | 360.7599 | 0.13951 | 0 | 0 | 0.27902
2017-12-11 03:00 | 316.3478 | 0.94291 |  | 337.9374 | 0.090008 | 0 | 0 | 0.18002 | 347.9322 | 0.11169 | 0 | 0 | 0.22337 | 355.5697 | 0.12825 | 0 | 0 | 0.2565 | 355.7583 | 0.12866 | 0 | 0 | 0.25732 | 356.0412 | 0.12927 | 0 | 0 | 0.25855 | 356.324 | 0.12989 | 0 | 0 | 0.25978 | 356.6069 | 0.1305 | 0 | 0 | 0.261 | 356.8898 | 0.13112 | 0 | 0 | 0.26223 | 357.1727 | 0.13173 | 0 | 0 | 0.26346 | 357.4555 | 0.13234 | 0 | 0 | 0.26469 | 357.7384 | 0.13296 | 0 | 0 | 0.26591 | 357.927 | 0.13337 | 0 | 0 | 0.26673 | 358.2099 | 0.13398 | 0 | 0 | 0.26796 | 358.4927 | 0.13459 | 0 | 0 | 0.26918 | 358.7756 | 0.13521 | 0 | 0 | 0.27041 | 358.9642 | 0.13561 | 0 | 0 | 0.27123 | 359.2471 | 0.13623 | 0 | 0 | 0.27246 | 359.4356 | 0.13664 | 0 | 0 | 0.27328 | 359.6242 | 0.13705 | 0 | 0 | 0.27409 | 359.9071 | 0.13766 | 0 | 0 | 0.27532 | 360.0957 | 0.13807 | 0 | 0 | 0.27614 | 360.3785 | 0.13868 | 0 | 0 | 0.27737 | 360.5671 | 0.13909 | 0 | 0 | 0.27818 | 360.85 | 0.13971 | 0 | 0 | 0.27941 | 361.0386 | 0.14011 | 0 | 0 | 0.28023 | 361.0386 | 0.14011 | 0 | 0 | 0.28023
2017-12-11 04:00 | 316.0514 | 0.94202 |  | 337.6208 | 0.089321 | 0 | 0 | 0.17864 | 347.6062 | 0.11098 | 0 | 0 | 0.22196 | 355.2366 | 0.12753 | 0 | 0 | 0.25506 | 355.425 | 0.12794 | 0 | 0 | 0.25588 | 355.7076 | 0.12855 | 0 | 0 | 0.2571 | 355.9902 | 0.12916 | 0 | 0 | 0.25833 | 356.2728 | 0.12978 | 0 | 0 | 0.25955 | 356.5554 | 0.13039 | 0 | 0 | 0.26078 | 356.838 | 0.131 | 0 | 0 | 0.26201 | 357.1206 | 0.13162 | 0 | 0 | 0.26323 | 357.4032 | 0.13223 | 0 | 0 | 0.26446 | 357.5916 | 0.13264 | 0 | 0 | 0.26528 | 357.8742 | 0.13325 | 0 | 0 | 0.2665 | 358.1568 | 0.13386 | 0 | 0 | 0.26773 | 358.4394 | 0.13448 | 0 | 0 | 0.26895 | 358.6278 | 0.13489 | 0 | 0 | 0.26977 | 358.9105 | 0.1355 | 0 | 0 | 0.271 | 359.0989 | 0.13591 | 0 | 0 | 0.27181 | 359.2873 | 0.13632 | 0 | 0 | 0.27263 | 359.5699 | 0.13693 | 0 | 0 | 0.27386 | 359.7583 | 0.13734 | 0 | 0 | 0.27467 | 360.0409 | 0.13795 | 0 | 0 | 0.2759 | 360.2293 | 0.13836 | 0 | 0 | 0.27672 | 360.5119 | 0.13897 | 0 | 0 | 0.27794 | 360.7003 | 0.13938 | 0 | 0 | 0.27876 | 360.7003 | 0.13938 | 0 | 0 | 0.27876
2017-12-11 05:00 | 319.5582 | 0.95247 |  | 341.3669 | 0.097447 | 0 | 0 | 0.19489 | 351.4632 | 0.11935 | 0 | 0 | 0.23869 | 359.1782 | 0.13608 | 0 | 0 | 0.27216 | 359.3687 | 0.13649 | 0 | 0 | 0.27298 | 359.6544 | 0.13711 | 0 | 0 | 0.27422 | 359.9402 | 0.13773 | 0 | 0 | 0.27546 | 360.2259 | 0.13835 | 0 | 0 | 0.2767 | 360.5117 | 0.13897 | 0 | 0 | 0.27794 | 360.7974 | 0.13959 | 0 | 0 | 0.27918 | 361.0832 | 0.14021 | 0 | 0 | 0.28042 | 361.3689 | 0.14083 | 0 | 0 | 0.28166 | 361.5594 | 0.14124 | 0 | 0 | 0.28249 | 361.8451 | 0.14186 | 0 | 0 | 0.28373 | 362.1309 | 0.14248 | 0 | 0 | 0.28497 | 362.4166 | 0.1431 | 0 | 0 | 0.28621 | 362.6071 | 0.14352 | 0 | 0 | 0.28703 | 362.8929 | 0.14414 | 0 | 0 | 0.28827 | 363.0834 | 0.14455 | 0 | 0 | 0.2891 | 363.2739 | 0.14496 | 0 | 0 | 0.28993 | 363.5596 | 0.14558 | 0 | 0 | 0.29116 | 363.7501 | 0.146 | 0 | 0 | 0.29199 | 364.0358 | 0.14662 | 0 | 0 | 0.29323 | 364.2263 | 0.14703 | 0 | 0 | 0.29406 | 364.5121 | 0.14765 | 0.0073013 | 0 | 0.3026 | 364.7026 | 0.14806 | 0.019712 | 0 | 0.31584 | 364.7026 | 0.14806 | 0.019712 | 0 | 0.31584
2017-12-11 06:00 | 318.7575 | 0.95009 |  | 340.5115 | 0.095591 | 0 | 0 | 0.19118 | 350.5824 | 0.11743 | 0 | 0 | 0.23487 | 358.2781 | 0.13413 | 0 | 0 | 0.26825 | 358.4682 | 0.13454 | 0 | 0 | 0.26908 | 358.7532 | 0.13516 | 0 | 0 | 0.27031 | 359.0382 | 0.13578 | 0 | 0 | 0.27155 | 359.3232 | 0.13639 | 0 | 0 | 0.27279 | 359.6083 | 0.13701 | 0 | 0 | 0.27402 | 359.8933 | 0.13763 | 0 | 0 | 0.27526 | 360.1783 | 0.13825 | 0 | 0 | 0.2765 | 360.4633 | 0.13887 | 0 | 0 | 0.27773 | 360.6534 | 0.13928 | 0 | 0 | 0.27856 | 360.9384 | 0.1399 | 0 | 0 | 0.27979 | 361.2234 | 0.14052 | 0 | 0 | 0.28103 | 361.5084 | 0.14113 | 0 | 0 | 0.28227 | 361.6985 | 0.14155 | 0 | 0 | 0.28309 | 361.9835 | 0.14216 | 0 | 0 | 0.28433 | 362.1735 | 0.14258 | 0 | 0 | 0.28515 | 362.3635 | 0.14299 | 0 | 0 | 0.28598 | 362.6486 | 0.14361 | 0 | 0 | 0.28721 | 362.8386 | 0.14402 | 0 | 0 | 0.28804 | 363.1236 | 0.14464 | 0 | 0 | 0.28927 | 363.3136 | 0.14505 | 0 | 0 | 0.2901 | 363.5986 | 0.14567 | 0 | 0 | 0.29133 | 363.7887 | 0.14608 | 0 | 0 | 0.29216 | 363.7887 | 0.14608 | 0 | 0 | 0.29216
2017-12-11 07:00 | 322.523 | 0.96131 |  | 344.534 | 0.10432 | 0 | 0 | 0.20863 | 354.7239 | 0.12642 | 0 | 0 | 0.25284 | 362.5106 | 0.14331 | 0 | 0 | 0.28661 | 362.7028 | 0.14372 | 0 | 0 | 0.28745 | 362.9912 | 0.14435 | 0 | 0 | 0.2887 | 363.2796 | 0.14498 | 0 | 0 | 0.28995 | 363.568 | 0.1456 | 0 | 0 | 0.2912 | 363.8564 | 0.14623 | 0 | 0 | 0.29245 | 364.1448 | 0.14685 | 0 | 0 | 0.2937 | 364.4332 | 0.14748 | 0.0021614 | 0 | 0.29712 | 364.7216 | 0.1481 | 0.02095 | 0 | 0.31716 | 364.9138 | 0.14852 | 0.033476 | 0 | 0.33052 | 365.2022 | 0.14915 | 0.052265 | 0 | 0.35056 | 365.4906 | 0.14977 | 0.071054 | 0 | 0.3706 | 365.779 | 0.1504 | 0.089843 | 0 | 0.39064 | 365.9713 | 0.15081 | 0.10237 | 0 | 0.404 | 366.2597 | 0.15144 | 0.12116 | 0 | 0.42404 | 366.4519 | 0.15186 | 0.13368 | 0 | 0.43739 | 366.6442 | 0.15227 | 0.14621 | 0 | 0.45075 | 366.9326 | 0.1529 | 0.165 | 0 | 0.47079 | 367.1248 | 0.15332 | 0.17752 | 0 | 0.48415 | 367.4132 | 0.15394 | 0.19631 | 0.011938 | 0.52807 | 367.6055 | 0.15436 | 0.20884 | 0.024464 | 0.56648 | 367.8939 | 0.15498 | 0.22763 | 0.043253 | 0.6241 | 368.0862 | 0.1554 | 0.24015 | 0.055779 | 0.66251 | 368.0862 | 0.1554 | 0.24015 | 0.055779 | 0.66251
2017-12-11 08:00 | 316.4174 | 0.94311 |  | 338.0117 | 0.090169 | 0 | 0 | 0.18034 | 348.0087 | 0.11185 | 0 | 0 | 0.22371 | 355.648 | 0.12842 | 0 | 0 | 0.25684 | 355.8366 | 0.12883 | 0 | 0 | 0.25766 | 356.1195 | 0.12944 | 0 | 0 | 0.25889 | 356.4025 | 0.13006 | 0 | 0 | 0.26012 | 356.6854 | 0.13067 | 0 | 0 | 0.26134 | 356.9683 | 0.13129 | 0 | 0 | 0.26257 | 357.2513 | 0.1319 | 0 | 0 | 0.2638 | 357.5342 | 0.13251 | 0 | 0 | 0.26503 | 357.8171 | 0.13313 | 0 | 0 | 0.26625 | 358.0057 | 0.13354 | 0 | 0 | 0.26707 | 358.2887 | 0.13415 | 0 | 0 | 0.2683 | 358.5716 | 0.13476 | 0 | 0 | 0.26953 | 358.8545 | 0.13538 | 0 | 0 | 0.27075 | 359.0432 | 0.13579 | 0 | 0 | 0.27157 | 359.3261 | 0.1364 | 0 | 0 | 0.2728 | 359.5147 | 0.13681 | 0 | 0 | 0.27362 | 359.7033 | 0.13722 | 0 | 0 | 0.27444 | 359.9863 | 0.13783 | 0 | 0 | 0.27566 | 360.1749 | 0.13824 | 0 | 0 | 0.27648 | 360.4578 | 0.13885 | 0 | 0 | 0.27771 | 360.6465 | 0.13926 | 0 | 0 | 0.27853 | 360.9294 | 0.13988 | 0 | 0 | 0.27975 | 361.118 | 0.14029 | 0 | 0 | 0.28057 | 361.118 | 0.14029 | 0 | 0 | 0.28057
2017-12-11 09:00 | 321.1196 | 0.95713 |  | 343.0348 | 0.10106 | 0 | 0 | 0.20213 | 353.1804 | 0.12307 | 0 | 0 | 0.24614 | 360.9331 | 0.13989 | 0 | 0 | 0.27977 | 361.1246 | 0.1403 | 0 | 0 | 0.2806 | 361.4117 | 0.14092 | 0 | 0 | 0.28185 | 361.6988 | 0.14155 | 0 | 0 | 0.28309 | 361.986 | 0.14217 | 0 | 0 | 0.28434 | 362.2731 | 0.14279 | 0 | 0 | 0.28558 | 362.5603 | 0.14341 | 0 | 0 | 0.28683 | 362.8474 | 0.14404 | 0 | 0 | 0.28808 | 363.1345 | 0.14466 | 0 | 0 | 0.28932 | 363.326 | 0.14508 | 0 | 0 | 0.29015 | 363.6131 | 0.1457 | 0 | 0 | 0.2914 | 363.9002 | 0.14632 | 0 | 0 | 0.29264 | 364.1874 | 0.14694 | 0 | 0 | 0.29389 | 364.3788 | 0.14736 | 0 | 0 | 0.29472 | 364.6659 | 0.14798 | 0.017326 | 0 | 0.31329 | 364.8574 | 0.1484 | 0.029797 | 0 | 0.32659 | 365.0488 | 0.14881 | 0.042269 | 0 | 0.33989 | 365.3359 | 0.14944 | 0.060976 | 0 | 0.35985 | 365.5274 | 0.14985 | 0.073447 | 0 | 0.37315 | 365.8145 | 0.15047 | 0.092154 | 0 | 0.3931 | 366.0059 | 0.15089 | 0.10463 | 0 | 0.4064 | 366.2931 | 0.15151 | 0.12333 | 0 | 0.42636 | 366.4845 | 0.15193 | 0.1358 | 0 | 0.43966 | 366.4845 | 0.15193 | 0.1358 | 0 | 0.43966
2017-12-11 10:00 | 313.8496 | 0.93546 |  | 335.2687 | 0.08422 | 0 | 0 | 0.16844 | 345.1846 | 0.10573 | 0 | 0 | 0.21145 | 352.7618 | 0.12216 | 0 | 0 | 0.24432 | 352.9489 | 0.12257 | 0 | 0 | 0.24514 | 353.2295 | 0.12318 | 0 | 0 | 0.24635 | 353.5102 | 0.12379 | 0 | 0 | 0.24757 | 353.7908 | 0.12439 | 0 | 0 | 0.24879 | 354.0715 | 0.125 | 0 | 0 | 0.25001 | 354.3521 | 0.12561 | 0 | 0 | 0.25122 | 354.6327 | 0.12622 | 0 | 0 | 0.25244 | 354.9134 | 0.12683 | 0 | 0 | 0.25366 | 355.1005 | 0.12723 | 0 | 0 | 0.25447 | 355.3811 | 0.12784 | 0 | 0 | 0.25569 | 355.6617 | 0.12845 | 0 | 0 | 0.2569 | 355.9424 | 0.12906 | 0 | 0 | 0.25812 | 356.1295 | 0.12947 | 0 | 0 | 0.25893 | 356.4101 | 0.13008 | 0 | 0 | 0.26015 | 356.5972 | 0.13048 | 0 | 0 | 0.26096 | 356.7843 | 0.13089 | 0 | 0 | 0.26177 | 357.0649 | 0.1315 | 0 | 0 | 0.26299 | 357.252 | 0.1319 | 0 | 0 | 0.2638 | 357.5327 | 0.13251 | 0 | 0 | 0.26502 | 357.7198 | 0.13292 | 0 | 0 | 0.26583 | 358.0004 | 0.13352 | 0 | 0 | 0.26705 | 358.1875 | 0.13393 | 0 | 0 | 0.26786 | 358.1875 | 0.13393 | 0 | 0 | 0.26786
2017-12-11 11:00 | 305.79 | 0.91144 |  | 326.659 | 0.065545 | 0 | 0 | 0.13109 | 336.3203 | 0.0865 | 0 | 0 | 0.173 | 343.7029 | 0.10251 | 0 | 0 | 0.20503 | 343.8852 | 0.10291 | 0 | 0 | 0.20582 | 344.1586 | 0.1035 | 0 | 0 | 0.207 | 344.432 | 0.10409 | 0 | 0 | 0.20819 | 344.7055 | 0.10469 | 0 | 0 | 0.20938 | 344.9789 | 0.10528 | 0 | 0 | 0.21056 | 345.2523 | 0.10587 | 0 | 0 | 0.21175 | 345.5258 | 0.10647 | 0 | 0 | 0.21293 | 345.7992 | 0.10706 | 0 | 0 | 0.21412 | 345.9815 | 0.10746 | 0 | 0 | 0.21491 | 346.2549 | 0.10805 | 0 | 0 | 0.2161 | 346.5284 | 0.10864 | 0 | 0 | 0.21728 | 346.8018 | 0.10923 | 0 | 0 | 0.21847 | 346.9841 | 0.10963 | 0 | 0 | 0.21926 | 347.2575 | 0.11022 | 0 | 0 | 0.22045 | 347.4398 | 0.11062 | 0 | 0 | 0.22124 | 347.6221 | 0.11101 | 0 | 0 | 0.22203 | 347.8955 | 0.11161 | 0 | 0 | 0.22321 | 348.0778 | 0.112 | 0 | 0 | 0.224 | 348.3512 | 0.1126 | 0 | 0 | 0.22519 | 348.5335 | 0.11299 | 0 | 0 | 0.22598 | 348.8069 | 0.11358 | 0 | 0 | 0.22717 | 348.9892 | 0.11398 | 0 | 0 | 0.22796 | 348.9892 | 0.11398 | 0 | 0 | 0.22796
2017-12-11 12:00 | 301.7653 | 0.89944 |  | 322.3597 | 0.05622 | 0 | 0 | 0.11244 | 331.8938 | 0.076899 | 0 | 0 | 0.1538 | 339.1792 | 0.092701 | 0 | 0 | 0.1854 | 339.3591 | 0.093092 | 0 | 0 | 0.18618 | 339.629 | 0.093677 | 0 | 0 | 0.18735 | 339.8988 | 0.094262 | 0 | 0 | 0.18852 | 340.1686 | 0.094847 | 0 | 0 | 0.18969 | 340.4385 | 0.095433 | 0 | 0 | 0.19087 | 340.7083 | 0.096018 | 0 | 0 | 0.19204 | 340.9781 | 0.096603 | 0 | 0 | 0.19321 | 341.248 | 0.097188 | 0 | 0 | 0.19438 | 341.4278 | 0.097579 | 0 | 0 | 0.19516 | 341.6977 | 0.098164 | 0 | 0 | 0.19633 | 341.9675 | 0.098749 | 0 | 0 | 0.1975 | 342.2373 | 0.099334 | 0 | 0 | 0.19867 | 342.4172 | 0.099725 | 0 | 0 | 0.19945 | 342.6871 | 0.10031 | 0 | 0 | 0.20062 | 342.8669 | 0.1007 | 0 | 0 | 0.2014 | 343.0468 | 0.10109 | 0 | 0 | 0.20218 | 343.3167 | 0.10168 | 0 | 0 | 0.20335 | 343.4966 | 0.10207 | 0 | 0 | 0.20413 | 343.7664 | 0.10265 | 0 | 0 | 0.2053 | 343.9463 | 0.10304 | 0 | 0 | 0.20608 | 344.2161 | 0.10363 | 0 | 0 | 0.20725 | 344.396 | 0.10402 | 0 | 0 | 0.20803 | 344.396 | 0.10402 | 0 | 0 | 0.20803
2017-12-11 13:00 | 309.0516 | 0.92116 |  | 330.1433 | 0.073102 | 0 | 0 | 0.1462 | 339.9075 | 0.094281 | 0 | 0 | 0.18856 | 347.3689 | 0.11046 | 0 | 0 | 0.22093 | 347.5532 | 0.11086 | 0 | 0 | 0.22173 | 347.8295 | 0.11146 | 0 | 0 | 0.22293 | 348.1059 | 0.11206 | 0 | 0 | 0.22413 | 348.3822 | 0.11266 | 0 | 0 | 0.22533 | 348.6586 | 0.11326 | 0 | 0 | 0.22652 | 348.9349 | 0.11386 | 0 | 0 | 0.22772 | 349.2112 | 0.11446 | 0 | 0 | 0.22892 | 349.4876 | 0.11506 | 0 | 0 | 0.23012 | 349.6718 | 0.11546 | 0 | 0 | 0.23092 | 349.9482 | 0.11606 | 0 | 0 | 0.23212 | 350.2245 | 0.11666 | 0 | 0 | 0.23332 | 350.5009 | 0.11726 | 0 | 0 | 0.23452 | 350.6851 | 0.11766 | 0 | 0 | 0.23532 | 350.9615 | 0.11826 | 0 | 0 | 0.23651 | 351.1457 | 0.11866 | 0 | 0 | 0.23731 | 351.3299 | 0.11906 | 0 | 0 | 0.23811 | 351.6063 | 0.11966 | 0 | 0 | 0.23931 | 351.7905 | 0.12006 | 0 | 0 | 0.24011 | 352.0668 | 0.12065 | 0 | 0 | 0.24131 | 352.2511 | 0.12105 | 0 | 0 | 0.24211 | 352.5274 | 0.12165 | 0 | 0 | 0.24331 | 352.7117 | 0.12205 | 0 | 0 | 0.24411 | 352.7117 | 0.12205 | 0 | 0 | 0.24411
2017-12-11 14:00 | 314.4791 | 0.93734 |  | 335.9412 | 0.085678 | 0 | 0 | 0.17136 | 345.8769 | 0.10723 | 0 | 0 | 0.21446 | 353.4694 | 0.1237 | 0 | 0 | 0.24739 | 353.6568 | 0.1241 | 0 | 0 | 0.24821 | 353.938 | 0.12471 | 0 | 0 | 0.24943 | 354.2192 | 0.12532 | 0 | 0 | 0.25065 | 354.5004 | 0.12593 | 0 | 0 | 0.25187 | 354.7816 | 0.12654 | 0 | 0 | 0.25309 | 355.0628 | 0.12715 | 0 | 0 | 0.25431 | 355.344 | 0.12776 | 0 | 0 | 0.25553 | 355.6252 | 0.12837 | 0 | 0 | 0.25675 | 355.8127 | 0.12878 | 0 | 0 | 0.25756 | 356.0939 | 0.12939 | 0 | 0 | 0.25878 | 356.3751 | 0.13 | 0 | 0 | 0.26 | 356.6563 | 0.13061 | 0 | 0 | 0.26122 | 356.8438 | 0.13102 | 0 | 0 | 0.26203 | 357.125 | 0.13163 | 0 | 0 | 0.26325 | 357.3124 | 0.13203 | 0 | 0 | 0.26406 | 357.4999 | 0.13244 | 0 | 0 | 0.26488 | 357.7811 | 0.13305 | 0 | 0 | 0.2661 | 357.9686 | 0.13346 | 0 | 0 | 0.26691 | 358.2498 | 0.13407 | 0 | 0 | 0.26813 | 358.4372 | 0.13447 | 0 | 0 | 0.26894 | 358.7184 | 0.13508 | 0 | 0 | 0.27016 | 358.9059 | 0.13549 | 0 | 0 | 0.27098 | 358.9059 | 0.13549 | 0 | 0 | 0.27098
2017-12-11 15:00 | 309.5424 | 0.92262 |  | 330.6676 | 0.07424 | 0 | 0 | 0.14848 | 340.4473 | 0.095452 | 0 | 0 | 0.1909 | 347.9206 | 0.11166 | 0 | 0 | 0.22332 | 348.1051 | 0.11206 | 0 | 0 | 0.22412 | 348.3819 | 0.11266 | 0 | 0 | 0.22532 | 348.6587 | 0.11326 | 0 | 0 | 0.22652 | 348.9355 | 0.11386 | 0 | 0 | 0.22773 | 349.2123 | 0.11446 | 0 | 0 | 0.22893 | 349.489 | 0.11506 | 0 | 0 | 0.23013 | 349.7658 | 0.11566 | 0 | 0 | 0.23133 | 350.0426 | 0.11626 | 0 | 0 | 0.23253 | 350.2271 | 0.11666 | 0 | 0 | 0.23333 | 350.5039 | 0.11726 | 0 | 0 | 0.23453 | 350.7807 | 0.11786 | 0 | 0 | 0.23573 | 351.0575 | 0.11847 | 0 | 0 | 0.23693 | 351.242 | 0.11887 | 0 | 0 | 0.23773 | 351.5188 | 0.11947 | 0 | 0 | 0.23893 | 351.7033 | 0.11987 | 0 | 0 | 0.23973 | 351.8879 | 0.12027 | 0 | 0 | 0.24053 | 352.1646 | 0.12087 | 0 | 0 | 0.24173 | 352.3492 | 0.12127 | 0 | 0 | 0.24253 | 352.626 | 0.12187 | 0 | 0 | 0.24373 | 352.8105 | 0.12227 | 0 | 0 | 0.24454 | 353.0873 | 0.12287 | 0 | 0 | 0.24574 | 353.2718 | 0.12327 | 0 | 0 | 0.24654 | 353.2718 | 0.12327 | 0 | 0 | 0.24654
2017-12-11 16:00 | 322.0981 | 0.96005 |  | 344.0802 | 0.10333 | 0 | 0 | 0.20666 | 354.2566 | 0.1254 | 0 | 0 | 0.25081 | 362.033 | 0.14227 | 0 | 0 | 0.28454 | 362.225 | 0.14269 | 0 | 0 | 0.28538 | 362.513 | 0.14331 | 0 | 0 | 0.28662 | 362.801 | 0.14394 | 0 | 0 | 0.28787 | 363.089 | 0.14456 | 0 | 0 | 0.28912 | 363.3771 | 0.14519 | 0 | 0 | 0.29037 | 363.6651 | 0.14581 | 0 | 0 | 0.29162 | 363.9531 | 0.14644 | 0 | 0 | 0.29287 | 364.2411 | 0.14706 | 0 | 0 | 0.29412 | 364.4331 | 0.14748 | 0.0021568 | 0 | 0.29711 | 364.7211 | 0.1481 | 0.020921 | 0 | 0.31712 | 365.0091 | 0.14873 | 0.039685 | 0 | 0.33714 | 365.2971 | 0.14935 | 0.058449 | 0 | 0.35715 | 365.4892 | 0.14977 | 0.070958 | 0 | 0.37049 | 365.7772 | 0.15039 | 0.089723 | 0 | 0.39051 | 365.9692 | 0.15081 | 0.10223 | 0 | 0.40385 | 366.1612 | 0.15123 | 0.11474 | 0 | 0.41719 | 366.4492 | 0.15185 | 0.13351 | 0 | 0.43721 | 366.6412 | 0.15227 | 0.14601 | 0 | 0.45055 | 366.9292 | 0.15289 | 0.16478 | 0 | 0.47056 | 367.1212 | 0.15331 | 0.17729 | 0 | 0.4839 | 367.4092 | 0.15393 | 0.19605 | 0.011678 | 0.52727 | 367.6013 | 0.15435 | 0.20856 | 0.024187 | 0.56563 | 367.6013 | 0.15435 | 0.20856 | 0.024187 | 0.56563
2017-12-11 17:00 | 317.999 | 0.94783 |  | 339.7013 | 0.093834 | 0 | 0 | 0.18767 | 349.7482 | 0.11563 | 0 | 0 | 0.23125 | 357.4256 | 0.13228 | 0 | 0 | 0.26456 | 357.6152 | 0.13269 | 0 | 0 | 0.26538 | 357.8996 | 0.13331 | 0 | 0 | 0.26661 | 358.1839 | 0.13392 | 0 | 0 | 0.26785 | 358.4682 | 0.13454 | 0 | 0 | 0.26908 | 358.7526 | 0.13516 | 0 | 0 | 0.27031 | 359.0369 | 0.13577 | 0 | 0 | 0.27155 | 359.3213 | 0.13639 | 0 | 0 | 0.27278 | 359.6056 | 0.13701 | 0 | 0 | 0.27401 | 359.7952 | 0.13742 | 0 | 0 | 0.27483 | 360.0796 | 0.13803 | 0 | 0 | 0.27607 | 360.3639 | 0.13865 | 0 | 0 | 0.2773 | 360.6483 | 0.13927 | 0 | 0 | 0.27854 | 360.8378 | 0.13968 | 0 | 0 | 0.27936 | 361.1222 | 0.1403 | 0 | 0 | 0.28059 | 361.3117 | 0.14071 | 0 | 0 | 0.28141 | 361.5013 | 0.14112 | 0 | 0 | 0.28224 | 361.7856 | 0.14173 | 0 | 0 | 0.28347 | 361.9752 | 0.14215 | 0 | 0 | 0.28429 | 362.2596 | 0.14276 | 0 | 0 | 0.28553 | 362.4491 | 0.14317 | 0 | 0 | 0.28635 | 362.7335 | 0.14379 | 0 | 0 | 0.28758 | 362.923 | 0.1442 | 0 | 0 | 0.2884 | 362.923 | 0.1442 | 0 | 0 | 0.2884
2017-12-11 18:00 | 315.5394 | 0.9405 |  | 337.0739 | 0.088135 | 0 | 0 | 0.17627 | 347.0431 | 0.10976 | 0 | 0 | 0.21952 | 354.6611 | 0.12628 | 0 | 0 | 0.25256 | 354.8492 | 0.12669 | 0 | 0 | 0.25338 | 355.1314 | 0.1273 | 0 | 0 | 0.2546 | 355.4135 | 0.12791 | 0 | 0 | 0.25583 | 355.6957 | 0.12853 | 0 | 0 | 0.25705 | 355.9778 | 0.12914 | 0 | 0 | 0.25828 | 356.26 | 0.12975 | 0 | 0 | 0.2595 | 356.5421 | 0.13036 | 0 | 0 | 0.26072 | 356.8243 | 0.13097 | 0 | 0 | 0.26195 | 357.0124 | 0.13138 | 0 | 0 | 0.26276 | 357.2945 | 0.13199 | 0 | 0 | 0.26399 | 357.5767 | 0.13261 | 0 | 0 | 0.26521 | 357.8588 | 0.13322 | 0 | 0 | 0.26643 | 358.0469 | 0.13363 | 0 | 0 | 0.26725 | 358.3291 | 0.13424 | 0 | 0 | 0.26847 | 358.5172 | 0.13465 | 0 | 0 | 0.26929 | 358.7053 | 0.13505 | 0 | 0 | 0.27011 | 358.9874 | 0.13567 | 0 | 0 | 0.27133 | 359.1755 | 0.13607 | 0 | 0 | 0.27215 | 359.4577 | 0.13669 | 0 | 0 | 0.27337 | 359.6458 | 0.13709 | 0 | 0 | 0.27419 | 359.9279 | 0.13771 | 0 | 0 | 0.27541 | 360.116 | 0.13811 | 0 | 0 | 0.27623 | 360.116 | 0.13811 | 0 | 0 | 0.27623
2017-12-11 19:00 | 316.9838 | 0.9448 |  | 338.6167 | 0.091481 | 0 | 0 | 0.18296 | 348.6316 | 0.1132 | 0 | 0 | 0.22641 | 356.2845 | 0.1298 | 0 | 0 | 0.25961 | 356.4735 | 0.13021 | 0 | 0 | 0.26043 | 356.7569 | 0.13083 | 0 | 0 | 0.26165 | 357.0404 | 0.13144 | 0 | 0 | 0.26288 | 357.3238 | 0.13206 | 0 | 0 | 0.26411 | 357.6073 | 0.13267 | 0 | 0 | 0.26534 | 357.8907 | 0.13329 | 0 | 0 | 0.26657 | 358.1741 | 0.1339 | 0 | 0 | 0.2678 | 358.4576 | 0.13452 | 0 | 0 | 0.26903 | 358.6465 | 0.13493 | 0 | 0 | 0.26985 | 358.93 | 0.13554 | 0 | 0 | 0.27108 | 359.2134 | 0.13616 | 0 | 0 | 0.27231 | 359.4969 | 0.13677 | 0 | 0 | 0.27354 | 359.6858 | 0.13718 | 0 | 0 | 0.27436 | 359.9693 | 0.13779 | 0 | 0 | 0.27559 | 360.1582 | 0.1382 | 0 | 0 | 0.27641 | 360.3472 | 0.13861 | 0 | 0 | 0.27723 | 360.6306 | 0.13923 | 0 | 0 | 0.27846 | 360.8196 | 0.13964 | 0 | 0 | 0.27928 | 361.103 | 0.14025 | 0 | 0 | 0.28051 | 361.292 | 0.14066 | 0 | 0 | 0.28133 | 361.5754 | 0.14128 | 0 | 0 | 0.28256 | 361.7644 | 0.14169 | 0 | 0 | 0.28338 | 361.7644 | 0.14169 | 0 | 0 | 0.28338
2017-12-11 20:00 | 308.2797 | 0.91886 |  | 329.3187 | 0.071314 | 0 | 0 | 0.14263 | 339.0586 | 0.09244 | 0 | 0 | 0.18488 | 346.5014 | 0.10858 | 0 | 0 | 0.21717 | 346.6851 | 0.10898 | 0 | 0 | 0.21796 | 346.9608 | 0.10958 | 0 | 0 | 0.21916 | 347.2365 | 0.11018 | 0 | 0 | 0.22036 | 347.5121 | 0.11078 | 0 | 0 | 0.22155 | 347.7878 | 0.11137 | 0 | 0 | 0.22275 | 348.0634 | 0.11197 | 0 | 0 | 0.22394 | 348.3391 | 0.11257 | 0 | 0 | 0.22514 | 348.6147 | 0.11317 | 0 | 0 | 0.22633 | 348.7985 | 0.11357 | 0 | 0 | 0.22713 | 349.0742 | 0.11416 | 0 | 0 | 0.22833 | 349.3498 | 0.11476 | 0 | 0 | 0.22952 | 349.6255 | 0.11536 | 0 | 0 | 0.23072 | 349.8093 | 0.11576 | 0 | 0 | 0.23152 | 350.0849 | 0.11636 | 0 | 0 | 0.23271 | 350.2687 | 0.11675 | 0 | 0 | 0.23351 | 350.4525 | 0.11715 | 0 | 0 | 0.23431 | 350.7281 | 0.11775 | 0 | 0 | 0.2355 | 350.9119 | 0.11815 | 0 | 0 | 0.2363 | 351.1875 | 0.11875 | 0 | 0 | 0.23749 | 351.3713 | 0.11915 | 0 | 0 | 0.23829 | 351.647 | 0.11974 | 0 | 0 | 0.23949 | 351.8307 | 0.12014 | 0 | 0 | 0.24029 | 351.8307 | 0.12014 | 0 | 0 | 0.24029
2017-12-11 21:00 | 305.7889 | 0.91143 |  | 326.6579 | 0.065543 | 0 | 0 | 0.13109 | 336.3191 | 0.086498 | 0 | 0 | 0.173 | 343.7017 | 0.10251 | 0 | 0 | 0.20502 | 343.884 | 0.10291 | 0 | 0 | 0.20581 | 344.1574 | 0.1035 | 0 | 0 | 0.207 | 344.4308 | 0.10409 | 0 | 0 | 0.20818 | 344.7043 | 0.10469 | 0 | 0 | 0.20937 | 344.9777 | 0.10528 | 0 | 0 | 0.21056 | 345.2511 | 0.10587 | 0 | 0 | 0.21174 | 345.5245 | 0.10646 | 0 | 0 | 0.21293 | 345.798 | 0.10706 | 0 | 0 | 0.21411 | 345.9803 | 0.10745 | 0 | 0 | 0.21491 | 346.2537 | 0.10805 | 0 | 0 | 0.21609 | 346.5271 | 0.10864 | 0 | 0 | 0.21728 | 346.8006 | 0.10923 | 0 | 0 | 0.21846 | 346.9828 | 0.10963 | 0 | 0 | 0.21925 | 347.2563 | 0.11022 | 0 | 0 | 0.22044 | 347.4386 | 0.11062 | 0 | 0 | 0.22123 | 347.6208 | 0.11101 | 0 | 0 | 0.22202 | 347.8943 | 0.1116 | 0 | 0 | 0.22321 | 348.0766 | 0.112 | 0 | 0 | 0.224 | 348.35 | 0.11259 | 0 | 0 | 0.22519 | 348.5323 | 0.11299 | 0 | 0 | 0.22598 | 348.8057 | 0.11358 | 0 | 0 | 0.22716 | 348.988 | 0.11398 | 0 | 0 | 0.22795 | 348.988 | 0.11398 | 0 | 0 | 0.22795
2017-12-11 22:00 | 311.1046 | 0.92728 |  | 332.3364 | 0.077859 | 0 | 0 | 0.15572 | 342.1655 | 0.099179 | 0 | 0 | 0.19836 | 349.6765 | 0.11547 | 0 | 0 | 0.23094 | 349.8619 | 0.11587 | 0 | 0 | 0.23174 | 350.1401 | 0.11648 | 0 | 0 | 0.23295 | 350.4183 | 0.11708 | 0 | 0 | 0.23416 | 350.6965 | 0.11768 | 0 | 0 | 0.23536 | 350.9747 | 0.11829 | 0 | 0 | 0.23657 | 351.2528 | 0.11889 | 0 | 0 | 0.23778 | 351.531 | 0.11949 | 0 | 0 | 0.23898 | 351.8092 | 0.1201 | 0 | 0 | 0.24019 | 351.9947 | 0.1205 | 0 | 0 | 0.241 | 352.2728 | 0.1211 | 0 | 0 | 0.2422 | 352.551 | 0.1217 | 0 | 0 | 0.24341 | 352.8292 | 0.12231 | 0 | 0 | 0.24462 | 353.0147 | 0.12271 | 0 | 0 | 0.24542 | 353.2928 | 0.12331 | 0 | 0 | 0.24663 | 353.4783 | 0.12372 | 0 | 0 | 0.24743 | 353.6638 | 0.12412 | 0 | 0 | 0.24824 | 353.9419 | 0.12472 | 0 | 0 | 0.24944 | 354.1274 | 0.12512 | 0 | 0 | 0.25025 | 354.4056 | 0.12573 | 0 | 0 | 0.25145 | 354.591 | 0.12613 | 0 | 0 | 0.25226 | 354.8692 | 0.12673 | 0 | 0 | 0.25347 | 355.0547 | 0.12714 | 0 | 0 | 0.25427 | 355.0547 | 0.12714 | 0 | 0 | 0.25427
2017-12-11 23:00 | 308.3036 | 0.91893 |  | 329.3442 | 0.071369 | 0 | 0 | 0.14274 | 339.0848 | 0.092497 | 0 | 0 | 0.18499 | 346.5282 | 0.10864 | 0 | 0 | 0.21728 | 346.712 | 0.10904 | 0 | 0 | 0.21808 | 346.9876 | 0.10964 | 0 | 0 | 0.21928 | 347.2633 | 0.11024 | 0 | 0 | 0.22047 | 347.539 | 0.11083 | 0 | 0 | 0.22167 | 347.8147 | 0.11143 | 0 | 0 | 0.22286 | 348.0904 | 0.11203 | 0 | 0 | 0.22406 | 348.366 | 0.11263 | 0 | 0 | 0.22526 | 348.6417 | 0.11323 | 0 | 0 | 0.22645 | 348.8255 | 0.11362 | 0 | 0 | 0.22725 | 349.1012 | 0.11422 | 0 | 0 | 0.22844 | 349.3769 | 0.11482 | 0 | 0 | 0.22964 | 349.6525 | 0.11542 | 0 | 0 | 0.23084 | 349.8363 | 0.11582 | 0 | 0 | 0.23163 | 350.112 | 0.11641 | 0 | 0 | 0.23283 | 350.2958 | 0.11681 | 0 | 0 | 0.23363 | 350.4796 | 0.11721 | 0 | 0 | 0.23442 | 350.7552 | 0.11781 | 0 | 0 | 0.23562 | 350.939 | 0.11821 | 0 | 0 | 0.23642 | 351.2147 | 0.11881 | 0 | 0 | 0.23761 | 351.3985 | 0.1192 | 0 | 0 | 0.23841 | 351.6742 | 0.1198 | 0 | 0 | 0.23961 | 351.858 | 0.1202 | 0 | 0 | 0.2404 | 351.858 | 0.1202 | 0 | 0 | 0.2404
2017-12-12 | 307.6519 | 0.91699 |  | 328.648 | 0.069859 | 0 | 0 | 0.13972 | 338.3681 | 0.090942 | 0 | 0 | 0.18188 | 345.7957 | 0.10705 | 0 | 0 | 0.2141 | 345.9791 | 0.10745 | 0 | 0 | 0.2149 | 346.2541 | 0.10805 | 0 | 0 | 0.21609 | 346.5292 | 0.10864 | 0 | 0 | 0.21729 | 346.8043 | 0.10924 | 0 | 0 | 0.21848 | 347.0794 | 0.10984 | 0 | 0 | 0.21967 | 347.3545 | 0.11043 | 0 | 0 | 0.22087 | 347.6296 | 0.11103 | 0 | 0 | 0.22206 | 347.9047 | 0.11163 | 0 | 0 | 0.22325 | 348.0881 | 0.11202 | 0 | 0 | 0.22405 | 348.3632 | 0.11262 | 0 | 0 | 0.22524 | 348.6383 | 0.11322 | 0 | 0 | 0.22644 | 348.9134 | 0.11381 | 0 | 0 | 0.22763 | 349.0968 | 0.11421 | 0 | 0 | 0.22843 | 349.3719 | 0.11481 | 0 | 0 | 0.22962 | 349.5553 | 0.11521 | 0 | 0 | 0.23041 | 349.7387 | 0.1156 | 0 | 0 | 0.23121 | 350.0138 | 0.1162 | 0 | 0 | 0.2324 | 350.1972 | 0.1166 | 0 | 0 | 0.2332 | 350.4723 | 0.1172 | 0 | 0 | 0.23439 | 350.6557 | 0.11759 | 0 | 0 | 0.23519 | 350.9308 | 0.11819 | 0 | 0 | 0.23638 | 351.1142 | 0.11859 | 0 | 0 | 0.23718 | 351.1142 | 0.11859 | 0 | 0 | 0.23718
2017-12-12 01:00 | 294.3164 | 0.87724 |  | 314.4024 | 0.03896 | 0 | 0 | 0.077921 | 323.7011 | 0.059129 | 0 | 0 | 0.11826 | 330.8068 | 0.074541 | 0 | 0 | 0.14908 | 330.9822 | 0.074922 | 0 | 0 | 0.14984 | 331.2454 | 0.075493 | 0 | 0 | 0.15099 | 331.5085 | 0.076064 | 0 | 0 | 0.15213 | 331.7717 | 0.076634 | 0 | 0 | 0.15327 | 332.0349 | 0.077205 | 0 | 0 | 0.15441 | 332.2981 | 0.077776 | 0 | 0 | 0.15555 | 332.5612 | 0.078347 | 0 | 0 | 0.15669 | 332.8244 | 0.078918 | 0 | 0 | 0.15784 | 332.9998 | 0.079298 | 0 | 0 | 0.1586 | 333.263 | 0.079869 | 0 | 0 | 0.15974 | 333.5262 | 0.08044 | 0 | 0 | 0.16088 | 333.7894 | 0.081011 | 0 | 0 | 0.16202 | 333.9648 | 0.081391 | 0 | 0 | 0.16278 | 334.228 | 0.081962 | 0 | 0 | 0.16392 | 334.4034 | 0.082343 | 0 | 0 | 0.16469 | 334.5789 | 0.082723 | 0 | 0 | 0.16545 | 334.842 | 0.083294 | 0 | 0 | 0.16659 | 335.0175 | 0.083675 | 0 | 0 | 0.16735 | 335.2807 | 0.084245 | 0 | 0 | 0.16849 | 335.4561 | 0.084626 | 0 | 0 | 0.16925 | 335.7193 | 0.085197 | 0 | 0 | 0.17039 | 335.8947 | 0.085577 | 0 | 0 | 0.17115 | 335.8947 | 0.085577 | 0 | 0 | 0.17115
2017-12-12 02:00 | 311.5062 | 0.92847 |  | 332.7653 | 0.07879 | 0 | 0 | 0.15758 | 342.6072 | 0.10014 | 0 | 0 | 0.20027 | 350.1278 | 0.11645 | 0 | 0 | 0.2329 | 350.3135 | 0.11685 | 0 | 0 | 0.2337 | 350.5921 | 0.11746 | 0 | 0 | 0.23491 | 350.8706 | 0.11806 | 0 | 0 | 0.23612 | 351.1491 | 0.11866 | 0 | 0 | 0.23733 | 351.4277 | 0.11927 | 0 | 0 | 0.23854 | 351.7062 | 0.11987 | 0 | 0 | 0.23974 | 351.9848 | 0.12048 | 0 | 0 | 0.24095 | 352.2633 | 0.12108 | 0 | 0 | 0.24216 | 352.449 | 0.12148 | 0 | 0 | 0.24297 | 352.7276 | 0.12209 | 0 | 0 | 0.24418 | 353.0061 | 0.12269 | 0 | 0 | 0.24538 | 353.2846 | 0.1233 | 0 | 0 | 0.24659 | 353.4703 | 0.1237 | 0 | 0 | 0.2474 | 353.7489 | 0.1243 | 0 | 0 | 0.24861 | 353.9346 | 0.12471 | 0 | 0 | 0.24941 | 354.1203 | 0.12511 | 0 | 0 | 0.25022 | 354.3988 | 0.12571 | 0 | 0 | 0.25143 | 354.5845 | 0.12612 | 0 | 0 | 0.25223 | 354.863 | 0.12672 | 0 | 0 | 0.25344 | 355.0487 | 0.12712 | 0 | 0 | 0.25424 | 355.3273 | 0.12773 | 0 | 0 | 0.25545 | 355.513 | 0.12813 | 0 | 0 | 0.25626 | 355.513 | 0.12813 | 0 | 0 | 0.25626
2017-12-12 03:00 | 310.9189 | 0.92672 |  | 332.138 | 0.077429 | 0 | 0 | 0.15486 | 341.9613 | 0.098736 | 0 | 0 | 0.19747 | 349.4677 | 0.11502 | 0 | 0 | 0.23003 | 349.6531 | 0.11542 | 0 | 0 | 0.23084 | 349.9311 | 0.11602 | 0 | 0 | 0.23204 | 350.2091 | 0.11663 | 0 | 0 | 0.23325 | 350.4871 | 0.11723 | 0 | 0 | 0.23446 | 350.7652 | 0.11783 | 0 | 0 | 0.23566 | 351.0432 | 0.11843 | 0 | 0 | 0.23687 | 351.3212 | 0.11904 | 0 | 0 | 0.23807 | 351.5992 | 0.11964 | 0 | 0 | 0.23928 | 351.7846 | 0.12004 | 0 | 0 | 0.24008 | 352.0626 | 0.12065 | 0 | 0 | 0.24129 | 352.3406 | 0.12125 | 0 | 0 | 0.2425 | 352.6186 | 0.12185 | 0 | 0 | 0.2437 | 352.804 | 0.12225 | 0 | 0 | 0.24451 | 353.082 | 0.12286 | 0 | 0 | 0.24571 | 353.2673 | 0.12326 | 0 | 0 | 0.24652 | 353.4527 | 0.12366 | 0 | 0 | 0.24732 | 353.7307 | 0.12426 | 0 | 0 | 0.24853 | 353.916 | 0.12467 | 0 | 0 | 0.24933 | 354.194 | 0.12527 | 0 | 0 | 0.25054 | 354.3794 | 0.12567 | 0 | 0 | 0.25134 | 354.6574 | 0.12627 | 0 | 0 | 0.25255 | 354.8427 | 0.12668 | 0 | 0 | 0.25335 | 354.8427 | 0.12668 | 0 | 0 | 0.25335
2017-12-12 04:00 | 307.5834 | 0.91678 |  | 328.5749 | 0.069701 | 0 | 0 | 0.1394 | 338.2928 | 0.090779 | 0 | 0 | 0.18156 | 345.7187 | 0.10689 | 0 | 0 | 0.21377 | 345.9021 | 0.10728 | 0 | 0 | 0.21457 | 346.1771 | 0.10788 | 0 | 0 | 0.21576 | 346.4521 | 0.10848 | 0 | 0 | 0.21695 | 346.7272 | 0.10907 | 0 | 0 | 0.21815 | 347.0022 | 0.10967 | 0 | 0 | 0.21934 | 347.2772 | 0.11027 | 0 | 0 | 0.22053 | 347.5523 | 0.11086 | 0 | 0 | 0.22172 | 347.8273 | 0.11146 | 0 | 0 | 0.22292 | 348.0107 | 0.11186 | 0 | 0 | 0.22371 | 348.2857 | 0.11245 | 0 | 0 | 0.22491 | 348.5607 | 0.11305 | 0 | 0 | 0.2261 | 348.8358 | 0.11365 | 0 | 0 | 0.22729 | 349.0191 | 0.11404 | 0 | 0 | 0.22809 | 349.2942 | 0.11464 | 0 | 0 | 0.22928 | 349.4775 | 0.11504 | 0 | 0 | 0.23008 | 349.6609 | 0.11544 | 0 | 0 | 0.23087 | 349.9359 | 0.11603 | 0 | 0 | 0.23207 | 350.1193 | 0.11643 | 0 | 0 | 0.23286 | 350.3943 | 0.11703 | 0 | 0 | 0.23405 | 350.5776 | 0.11742 | 0 | 0 | 0.23485 | 350.8527 | 0.11802 | 0 | 0 | 0.23604 | 351.036 | 0.11842 | 0 | 0 | 0.23684 | 351.036 | 0.11842 | 0 | 0 | 0.23684
2017-12-12 05:00 | 311.9931 | 0.92993 |  | 333.2855 | 0.079918 | 0 | 0 | 0.15984 | 343.1427 | 0.1013 | 0 | 0 | 0.2026 | 350.6751 | 0.11764 | 0 | 0 | 0.23527 | 350.8611 | 0.11804 | 0 | 0 | 0.23608 | 351.14 | 0.11864 | 0 | 0 | 0.23729 | 351.419 | 0.11925 | 0 | 0 | 0.2385 | 351.698 | 0.11985 | 0 | 0 | 0.23971 | 351.977 | 0.12046 | 0 | 0 | 0.24092 | 352.2559 | 0.12106 | 0 | 0 | 0.24213 | 352.5349 | 0.12167 | 0 | 0 | 0.24334 | 352.8139 | 0.12228 | 0 | 0 | 0.24455 | 352.9999 | 0.12268 | 0 | 0 | 0.24536 | 353.2789 | 0.12328 | 0 | 0 | 0.24657 | 353.5578 | 0.12389 | 0 | 0 | 0.24778 | 353.8368 | 0.12449 | 0 | 0 | 0.24899 | 354.0228 | 0.1249 | 0 | 0 | 0.24979 | 354.3018 | 0.1255 | 0 | 0 | 0.251 | 354.4878 | 0.12591 | 0 | 0 | 0.25181 | 354.6738 | 0.12631 | 0 | 0 | 0.25262 | 354.9527 | 0.12691 | 0 | 0 | 0.25383 | 355.1387 | 0.12732 | 0 | 0 | 0.25464 | 355.4177 | 0.12792 | 0 | 0 | 0.25585 | 355.6037 | 0.12833 | 0 | 0 | 0.25665 | 355.8827 | 0.12893 | 0 | 0 | 0.25786 | 356.0686 | 0.12933 | 0 | 0 | 0.25867 | 356.0686 | 0.12933 | 0 | 0 | 0.25867
2017-12-12 06:00 | 311.5041 | 0.92847 |  | 332.7631 | 0.078785 | 0 | 0 | 0.15757 | 342.6048 | 0.10013 | 0 | 0 | 0.20026 | 350.1254 | 0.11644 | 0 | 0 | 0.23289 | 350.3111 | 0.11685 | 0 | 0 | 0.23369 | 350.5897 | 0.11745 | 0 | 0 | 0.2349 | 350.8682 | 0.11805 | 0 | 0 | 0.23611 | 351.1467 | 0.11866 | 0 | 0 | 0.23732 | 351.4253 | 0.11926 | 0 | 0 | 0.23853 | 351.7038 | 0.11987 | 0 | 0 | 0.23973 | 351.9824 | 0.12047 | 0 | 0 | 0.24094 | 352.2609 | 0.12108 | 0 | 0 | 0.24215 | 352.4466 | 0.12148 | 0 | 0 | 0.24296 | 352.7251 | 0.12208 | 0 | 0 | 0.24416 | 353.0037 | 0.12269 | 0 | 0 | 0.24537 | 353.2822 | 0.12329 | 0 | 0 | 0.24658 | 353.4679 | 0.12369 | 0 | 0 | 0.24739 | 353.7465 | 0.1243 | 0 | 0 | 0.2486 | 353.9322 | 0.1247 | 0 | 0 | 0.2494 | 354.1178 | 0.1251 | 0 | 0 | 0.25021 | 354.3964 | 0.12571 | 0 | 0 | 0.25141 | 354.5821 | 0.12611 | 0 | 0 | 0.25222 | 354.8606 | 0.12671 | 0 | 0 | 0.25343 | 355.0463 | 0.12712 | 0 | 0 | 0.25423 | 355.3249 | 0.12772 | 0 | 0 | 0.25544 | 355.5105 | 0.12812 | 0 | 0 | 0.25625 | 355.5105 | 0.12812 | 0 | 0 | 0.25625
2017-12-12 07:00 | 278.8158 | 0.83104 |  | 297.844 | 0.0030453 | 0 | 0 | 0.0060906 | 306.653 | 0.022152 | 0 | 0 | 0.044304 | 313.3844 | 0.036752 | 0 | 0 | 0.073505 | 313.5506 | 0.037113 | 0 | 0 | 0.074226 | 313.7999 | 0.037654 | 0 | 0 | 0.075307 | 314.0492 | 0.038194 | 0 | 0 | 0.076389 | 314.2986 | 0.038735 | 0 | 0 | 0.07747 | 314.5479 | 0.039276 | 0 | 0 | 0.078552 | 314.7972 | 0.039817 | 0 | 0 | 0.079633 | 315.0465 | 0.040357 | 0 | 0 | 0.080715 | 315.2958 | 0.040898 | 0 | 0 | 0.081796 | 315.462 | 0.041259 | 0 | 0 | 0.082517 | 315.7113 | 0.041799 | 0 | 0 | 0.083599 | 315.9606 | 0.04234 | 0 | 0 | 0.08468 | 316.2099 | 0.042881 | 0 | 0 | 0.085762 | 316.3761 | 0.043242 | 0 | 0 | 0.086483 | 316.6255 | 0.043782 | 0 | 0 | 0.087565 | 316.7917 | 0.044143 | 0 | 0 | 0.088286 | 316.9579 | 0.044503 | 0 | 0 | 0.089007 | 317.2072 | 0.045044 | 0 | 0 | 0.090088 | 317.3734 | 0.045405 | 0 | 0 | 0.090809 | 317.6227 | 0.045945 | 0 | 0 | 0.091891 | 317.7889 | 0.046306 | 0 | 0 | 0.092612 | 318.0382 | 0.046847 | 0 | 0 | 0.093693 | 318.2044 | 0.047207 | 0 | 0 | 0.094414 | 318.2044 | 0.047207 | 0 | 0 | 0.094414
2017-12-12 08:00 | 282.8538 | 0.84307 |  | 302.1576 | 0.012401 | 0 | 0 | 0.024803 | 311.0942 | 0.031785 | 0 | 0 | 0.06357 | 317.9231 | 0.046597 | 0 | 0 | 0.093194 | 318.0917 | 0.046963 | 0 | 0 | 0.093925 | 318.3446 | 0.047511 | 0 | 0 | 0.095022 | 318.5975 | 0.04806 | 0 | 0 | 0.096119 | 318.8505 | 0.048608 | 0 | 0 | 0.097217 | 319.1034 | 0.049157 | 0 | 0 | 0.098314 | 319.3563 | 0.049705 | 0 | 0 | 0.099411 | 319.6092 | 0.050254 | 0 | 0 | 0.10051 | 319.8621 | 0.050803 | 0 | 0 | 0.10161 | 320.0308 | 0.051168 | 0 | 0 | 0.10234 | 320.2837 | 0.051717 | 0 | 0 | 0.10343 | 320.5366 | 0.052266 | 0 | 0 | 0.10453 | 320.7895 | 0.052814 | 0 | 0 | 0.10563 | 320.9581 | 0.05318 | 0 | 0 | 0.10636 | 321.2111 | 0.053728 | 0 | 0 | 0.10746 | 321.3797 | 0.054094 | 0 | 0 | 0.10819 | 321.5483 | 0.05446 | 0 | 0 | 0.10892 | 321.8012 | 0.055008 | 0 | 0 | 0.11002 | 321.9698 | 0.055374 | 0 | 0 | 0.11075 | 322.2227 | 0.055923 | 0 | 0 | 0.11185 | 322.3914 | 0.056289 | 0 | 0 | 0.11258 | 322.6443 | 0.056837 | 0 | 0 | 0.11367 | 322.8129 | 0.057203 | 0 | 0 | 0.11441 | 322.8129 | 0.057203 | 0 | 0 | 0.11441
2017-12-12 09:00 | 294.6506 | 0.87823 |  | 314.7594 | 0.039735 | 0 | 0 | 0.07947 | 324.0687 | 0.059927 | 0 | 0 | 0.11985 | 331.1824 | 0.075356 | 0 | 0 | 0.15071 | 331.3581 | 0.075737 | 0 | 0 | 0.15147 | 331.6215 | 0.076309 | 0 | 0 | 0.15262 | 331.885 | 0.07688 | 0 | 0 | 0.15376 | 332.1485 | 0.077452 | 0 | 0 | 0.1549 | 332.4119 | 0.078023 | 0 | 0 | 0.15605 | 332.6754 | 0.078595 | 0 | 0 | 0.15719 | 332.9389 | 0.079166 | 0 | 0 | 0.15833 | 333.2024 | 0.079738 | 0 | 0 | 0.15948 | 333.378 | 0.080119 | 0 | 0 | 0.16024 | 333.6415 | 0.08069 | 0 | 0 | 0.16138 | 333.9049 | 0.081261 | 0 | 0 | 0.16252 | 334.1684 | 0.081833 | 0 | 0 | 0.16367 | 334.3441 | 0.082214 | 0 | 0 | 0.16443 | 334.6075 | 0.082785 | 0 | 0 | 0.16557 | 334.7832 | 0.083166 | 0 | 0 | 0.16633 | 334.9588 | 0.083547 | 0 | 0 | 0.16709 | 335.2223 | 0.084119 | 0 | 0 | 0.16824 | 335.3979 | 0.0845 | 0 | 0 | 0.169 | 335.6614 | 0.085071 | 0 | 0 | 0.17014 | 335.8371 | 0.085452 | 0 | 0 | 0.1709 | 336.1005 | 0.086024 | 0 | 0 | 0.17205 | 336.2762 | 0.086405 | 0 | 0 | 0.17281 | 336.2762 | 0.086405 | 0 | 0 | 0.17281
2017-12-12 10:00 | 300.9522 | 0.89702 |  | 321.4911 | 0.054336 | 0 | 0 | 0.10867 | 330.9995 | 0.074959 | 0 | 0 | 0.14992 | 338.2653 | 0.090719 | 0 | 0 | 0.18144 | 338.4447 | 0.091108 | 0 | 0 | 0.18222 | 338.7138 | 0.091692 | 0 | 0 | 0.18338 | 338.9829 | 0.092276 | 0 | 0 | 0.18455 | 339.252 | 0.092859 | 0 | 0 | 0.18572 | 339.5211 | 0.093443 | 0 | 0 | 0.18689 | 339.7902 | 0.094027 | 0 | 0 | 0.18805 | 340.0593 | 0.09461 | 0 | 0 | 0.18922 | 340.3284 | 0.095194 | 0 | 0 | 0.19039 | 340.5078 | 0.095583 | 0 | 0 | 0.19117 | 340.7769 | 0.096167 | 0 | 0 | 0.19233 | 341.046 | 0.096751 | 0 | 0 | 0.1935 | 341.3152 | 0.097334 | 0 | 0 | 0.19467 | 341.4946 | 0.097723 | 0 | 0 | 0.19545 | 341.7637 | 0.098307 | 0 | 0 | 0.19661 | 341.9431 | 0.098696 | 0 | 0 | 0.19739 | 342.1225 | 0.099085 | 0 | 0 | 0.19817 | 342.3916 | 0.099669 | 0 | 0 | 0.19934 | 342.571 | 0.10006 | 0 | 0 | 0.20012 | 342.8401 | 0.10064 | 0 | 0 | 0.20128 | 343.0195 | 0.10103 | 0 | 0 | 0.20206 | 343.2886 | 0.10161 | 0 | 0 | 0.20323 | 343.468 | 0.102 | 0 | 0 | 0.20401 | 343.468 | 0.102 | 0 | 0 | 0.20401
2017-12-12 11:00 | 289.863 | 0.86397 |  | 309.6451 | 0.028642 | 0 | 0 | 0.057284 | 318.8031 | 0.048506 | 0 | 0 | 0.097011 | 325.8012 | 0.063685 | 0 | 0 | 0.12737 | 325.974 | 0.064059 | 0 | 0 | 0.12812 | 326.2332 | 0.064622 | 0 | 0 | 0.12924 | 326.4924 | 0.065184 | 0 | 0 | 0.13037 | 326.7516 | 0.065746 | 0 | 0 | 0.13149 | 327.0108 | 0.066308 | 0 | 0 | 0.13262 | 327.27 | 0.06687 | 0 | 0 | 0.13374 | 327.5292 | 0.067432 | 0 | 0 | 0.13486 | 327.7884 | 0.067995 | 0 | 0 | 0.13599 | 327.9612 | 0.068369 | 0 | 0 | 0.13674 | 328.2203 | 0.068932 | 0 | 0 | 0.13786 | 328.4795 | 0.069494 | 0 | 0 | 0.13899 | 328.7387 | 0.070056 | 0 | 0 | 0.14011 | 328.9115 | 0.070431 | 0 | 0 | 0.14086 | 329.1707 | 0.070993 | 0 | 0 | 0.14199 | 329.3435 | 0.071368 | 0 | 0 | 0.14274 | 329.5163 | 0.071742 | 0 | 0 | 0.14348 | 329.7755 | 0.072305 | 0 | 0 | 0.14461 | 329.9483 | 0.072679 | 0 | 0 | 0.14536 | 330.2075 | 0.073242 | 0 | 0 | 0.14648 | 330.3803 | 0.073616 | 0 | 0 | 0.14723 | 330.6394 | 0.074179 | 0 | 0 | 0.14836 | 330.8122 | 0.074553 | 0 | 0 | 0.14911 | 330.8122 | 0.074553 | 0 | 0 | 0.14911
2017-12-12 12:00 | 289.888 | 0.86404 |  | 309.6718 | 0.0287 | 0 | 0 | 0.0574 | 318.8306 | 0.048565 | 0 | 0 | 0.097131 | 325.8294 | 0.063746 | 0 | 0 | 0.12749 | 326.0022 | 0.06412 | 0 | 0 | 0.12824 | 326.2614 | 0.064683 | 0 | 0 | 0.12937 | 326.5206 | 0.065245 | 0 | 0 | 0.13049 | 326.7798 | 0.065807 | 0 | 0 | 0.13161 | 327.039 | 0.066369 | 0 | 0 | 0.13274 | 327.2982 | 0.066931 | 0 | 0 | 0.13386 | 327.5574 | 0.067494 | 0 | 0 | 0.13499 | 327.8166 | 0.068056 | 0 | 0 | 0.13611 | 327.9895 | 0.068431 | 0 | 0 | 0.13686 | 328.2487 | 0.068993 | 0 | 0 | 0.13799 | 328.5079 | 0.069555 | 0 | 0 | 0.13911 | 328.7671 | 0.070117 | 0 | 0 | 0.14023 | 328.9399 | 0.070492 | 0 | 0 | 0.14098 | 329.1991 | 0.071055 | 0 | 0 | 0.14211 | 329.3719 | 0.071429 | 0 | 0 | 0.14286 | 329.5447 | 0.071804 | 0 | 0 | 0.14361 | 329.8039 | 0.072366 | 0 | 0 | 0.14473 | 329.9767 | 0.072741 | 0 | 0 | 0.14548 | 330.236 | 0.073303 | 0 | 0 | 0.14661 | 330.4088 | 0.073678 | 0 | 0 | 0.14736 | 330.668 | 0.07424 | 0 | 0 | 0.14848 | 330.8408 | 0.074615 | 0 | 0 | 0.14923 | 330.8408 | 0.074615 | 0 | 0 | 0.14923
2017-12-12 13:00 | 262.7389 | 0.78312 |  | 280.6699 | 0 | 0 | 0 | 0 | 288.971 | 0 | 0 | 0 | 0 | 295.3142 | 0 | 0 | 0 | 0 | 295.4709 | 0 | 0 | 0 | 0 | 295.7058 | 0 | 0 | 0 | 0 | 295.9407 | 0 | 0 | 0 | 0 | 296.1757 | 0 | 0 | 0 | 0 | 296.4106 | 0 | 0 | 0 | 0 | 296.6455 | 0.00044583 | 0 | 0 | 0.00089165 | 296.8805 | 0.0009554 | 0 | 0 | 0.0019108 | 297.1154 | 0.001465 | 0 | 0 | 0.00293 | 297.272 | 0.0018047 | 0 | 0 | 0.0036094 | 297.507 | 0.0023143 | 0 | 0 | 0.0046285 | 297.7419 | 0.0028238 | 0 | 0 | 0.0056477 | 297.9768 | 0.0033334 | 0 | 0 | 0.0066668 | 298.1335 | 0.0036731 | 0 | 0 | 0.0073463 | 298.3684 | 0.0041827 | 0 | 0 | 0.0083654 | 298.525 | 0.0045224 | 0 | 0 | 0.0090449 | 298.6817 | 0.0048621 | 0 | 0 | 0.0097243 | 298.9166 | 0.0053717 | 0 | 0 | 0.010743 | 299.0732 | 0.0057114 | 0 | 0 | 0.011423 | 299.3081 | 0.006221 | 0 | 0 | 0.012442 | 299.4648 | 0.0065607 | 0 | 0 | 0.013121 | 299.6997 | 0.0070703 | 0 | 0 | 0.014141 | 299.8563 | 0.00741 | 0 | 0 | 0.01482 | 299.8563 | 0.00741 | 0 | 0 | 0.01482
2017-12-12 14:00 | 263.6873 | 0.78595 |  | 281.683 | 0 | 0 | 0 | 0 | 290.0141 | 0 | 0 | 0 | 0 | 296.3802 | 0 | 0 | 0 | 0 | 296.5374 | 0.00021128 | 0 | 0 | 0.00042255 | 296.7732 | 0.00072269 | 0 | 0 | 0.0014454 | 297.009 | 0.0012341 | 0 | 0 | 0.0024682 | 297.2448 | 0.0017455 | 0 | 0 | 0.003491 | 297.4805 | 0.0022569 | 0 | 0 | 0.0045139 | 297.7163 | 0.0027684 | 0 | 0 | 0.0055367 | 297.9521 | 0.0032798 | 0 | 0 | 0.0065595 | 298.1879 | 0.0037912 | 0 | 0 | 0.0075824 | 298.3451 | 0.0041321 | 0 | 0 | 0.0082642 | 298.5809 | 0.0046435 | 0 | 0 | 0.0092871 | 298.8166 | 0.005155 | 0 | 0 | 0.01031 | 299.0524 | 0.0056664 | 0 | 0 | 0.011333 | 299.2096 | 0.0060073 | 0 | 0 | 0.012015 | 299.4454 | 0.0065187 | 0 | 0 | 0.013037 | 299.6026 | 0.0068597 | 0 | 0 | 0.013719 | 299.7598 | 0.0072006 | 0 | 0 | 0.014401 | 299.9956 | 0.007712 | 0 | 0 | 0.015424 | 300.1528 | 0.008053 | 0 | 0 | 0.016106 | 300.3885 | 0.0085644 | 0 | 0 | 0.017129 | 300.5457 | 0.0089053 | 0 | 0 | 0.017811 | 300.7815 | 0.0094167 | 0 | 0 | 0.018833 | 300.9387 | 0.0097577 | 0 | 0 | 0.019515 | 300.9387 | 0.0097577 | 0 | 0 | 0.019515
2017-12-12 15:00 | 272.4459 | 0.81205 |  | 291.0393 | 0 | 0 | 0 | 0 | 299.6471 | 0.0069562 | 0 | 0 | 0.013912 | 306.2247 | 0.021223 | 0 | 0 | 0.042446 | 306.3871 | 0.021575 | 0 | 0 | 0.043151 | 306.6307 | 0.022104 | 0 | 0 | 0.044207 | 306.8743 | 0.022632 | 0 | 0 | 0.045264 | 307.118 | 0.02316 | 0 | 0 | 0.046321 | 307.3616 | 0.023689 | 0 | 0 | 0.047378 | 307.6052 | 0.024217 | 0 | 0 | 0.048435 | 307.8488 | 0.024746 | 0 | 0 | 0.049491 | 308.0924 | 0.025274 | 0 | 0 | 0.050548 | 308.2548 | 0.025626 | 0 | 0 | 0.051253 | 308.4984 | 0.026155 | 0 | 0 | 0.05231 | 308.7421 | 0.026683 | 0 | 0 | 0.053366 | 308.9857 | 0.027212 | 0 | 0 | 0.054423 | 309.1481 | 0.027564 | 0 | 0 | 0.055128 | 309.3917 | 0.028092 | 0 | 0 | 0.056184 | 309.5541 | 0.028445 | 0 | 0 | 0.056889 | 309.7165 | 0.028797 | 0 | 0 | 0.057594 | 309.9601 | 0.029325 | 0 | 0 | 0.05865 | 310.1226 | 0.029677 | 0 | 0 | 0.059355 | 310.3662 | 0.030206 | 0 | 0 | 0.060412 | 310.5286 | 0.030558 | 0 | 0 | 0.061116 | 310.7722 | 0.031087 | 0 | 0 | 0.062173 | 310.9346 | 0.031439 | 0 | 0 | 0.062878 | 310.9346 | 0.031439 | 0 | 0 | 0.062878
2017-12-12 16:00 | 284.9957 | 0.84946 |  | 304.4456 | 0.017364 | 0 | 0 | 0.034728 | 313.4499 | 0.036894 | 0 | 0 | 0.073789 | 320.3305 | 0.051819 | 0 | 0 | 0.10364 | 320.5004 | 0.052187 | 0 | 0 | 0.10437 | 320.7552 | 0.05274 | 0 | 0 | 0.10548 | 321.0101 | 0.053292 | 0 | 0 | 0.10658 | 321.2649 | 0.053845 | 0 | 0 | 0.10769 | 321.5197 | 0.054398 | 0 | 0 | 0.1088 | 321.7746 | 0.054951 | 0 | 0 | 0.1099 | 322.0294 | 0.055503 | 0 | 0 | 0.11101 | 322.2843 | 0.056056 | 0 | 0 | 0.11211 | 322.4541 | 0.056425 | 0 | 0 | 0.11285 | 322.709 | 0.056977 | 0 | 0 | 0.11395 | 322.9638 | 0.05753 | 0 | 0 | 0.11506 | 323.2187 | 0.058083 | 0 | 0 | 0.11617 | 323.3886 | 0.058451 | 0 | 0 | 0.1169 | 323.6434 | 0.059004 | 0 | 0 | 0.11801 | 323.8133 | 0.059373 | 0 | 0 | 0.11875 | 323.9832 | 0.059741 | 0 | 0 | 0.11948 | 324.238 | 0.060294 | 0 | 0 | 0.12059 | 324.4079 | 0.060662 | 0 | 0 | 0.12132 | 324.6627 | 0.061215 | 0 | 0 | 0.12243 | 324.8326 | 0.061584 | 0 | 0 | 0.12317 | 325.0875 | 0.062136 | 0 | 0 | 0.12427 | 325.2574 | 0.062505 | 0 | 0 | 0.12501 | 325.2574 | 0.062505 | 0 | 0 | 0.12501
2017-12-12 17:00 | 284.6376 | 0.84839 |  | 304.0631 | 0.016534 | 0 | 0 | 0.033069 | 313.056 | 0.03604 | 0 | 0 | 0.07208 | 319.928 | 0.050945 | 0 | 0 | 0.10189 | 320.0977 | 0.051313 | 0 | 0 | 0.10263 | 320.3522 | 0.051866 | 0 | 0 | 0.10373 | 320.6067 | 0.052418 | 0 | 0 | 0.10484 | 320.8612 | 0.05297 | 0 | 0 | 0.10594 | 321.1157 | 0.053522 | 0 | 0 | 0.10704 | 321.3703 | 0.054074 | 0 | 0 | 0.10815 | 321.6248 | 0.054626 | 0 | 0 | 0.10925 | 321.8793 | 0.055178 | 0 | 0 | 0.11036 | 322.049 | 0.055546 | 0 | 0 | 0.11109 | 322.3035 | 0.056098 | 0 | 0 | 0.1122 | 322.558 | 0.05665 | 0 | 0 | 0.1133 | 322.8125 | 0.057202 | 0 | 0 | 0.1144 | 322.9822 | 0.05757 | 0 | 0 | 0.11514 | 323.2367 | 0.058122 | 0 | 0 | 0.11624 | 323.4064 | 0.05849 | 0 | 0 | 0.11698 | 323.5761 | 0.058858 | 0 | 0 | 0.11772 | 323.8306 | 0.05941 | 0 | 0 | 0.11882 | 324.0003 | 0.059778 | 0 | 0 | 0.11956 | 324.2548 | 0.06033 | 0 | 0 | 0.12066 | 324.4245 | 0.060698 | 0 | 0 | 0.1214 | 324.679 | 0.06125 | 0 | 0 | 0.1225 | 324.8487 | 0.061618 | 0 | 0 | 0.12324 | 324.8487 | 0.061618 | 0 | 0 | 0.12324
2017-12-12 18:00 | 290.6194 | 0.86622 |  | 310.4531 | 0.030394 | 0 | 0 | 0.060789 | 319.6351 | 0.05031 | 0 | 0 | 0.10062 | 326.6514 | 0.065529 | 0 | 0 | 0.13106 | 326.8247 | 0.065904 | 0 | 0 | 0.13181 | 327.0846 | 0.066468 | 0 | 0 | 0.13294 | 327.3444 | 0.067032 | 0 | 0 | 0.13406 | 327.6043 | 0.067595 | 0 | 0 | 0.13519 | 327.8642 | 0.068159 | 0 | 0 | 0.13632 | 328.124 | 0.068723 | 0 | 0 | 0.13745 | 328.3839 | 0.069286 | 0 | 0 | 0.13857 | 328.6438 | 0.06985 | 0 | 0 | 0.1397 | 328.817 | 0.070226 | 0 | 0 | 0.14045 | 329.0769 | 0.070789 | 0 | 0 | 0.14158 | 329.3367 | 0.071353 | 0 | 0 | 0.14271 | 329.5966 | 0.071917 | 0 | 0 | 0.14383 | 329.7698 | 0.072292 | 0 | 0 | 0.14458 | 330.0297 | 0.072856 | 0 | 0 | 0.14571 | 330.2029 | 0.073232 | 0 | 0 | 0.14646 | 330.3762 | 0.073608 | 0 | 0 | 0.14722 | 330.6361 | 0.074171 | 0 | 0 | 0.14834 | 330.8093 | 0.074547 | 0 | 0 | 0.14909 | 331.0692 | 0.075111 | 0 | 0 | 0.15022 | 331.2424 | 0.075486 | 0 | 0 | 0.15097 | 331.5023 | 0.07605 | 0 | 0 | 0.1521 | 331.6755 | 0.076426 | 0 | 0 | 0.15285 | 331.6755 | 0.076426 | 0 | 0 | 0.15285
2017-12-12 19:00 | 286.1311 | 0.85284 |  | 305.6585 | 0.019995 | 0 | 0 | 0.03999 | 314.6987 | 0.039603 | 0 | 0 | 0.079206 | 321.6067 | 0.054587 | 0 | 0 | 0.10917 | 321.7773 | 0.054957 | 0 | 0 | 0.10991 | 322.0331 | 0.055511 | 0 | 0 | 0.11102 | 322.289 | 0.056066 | 0 | 0 | 0.11213 | 322.5448 | 0.056621 | 0 | 0 | 0.11324 | 322.8007 | 0.057176 | 0 | 0 | 0.11435 | 323.0565 | 0.057731 | 0 | 0 | 0.11546 | 323.3124 | 0.058286 | 0 | 0 | 0.11657 | 323.5682 | 0.058841 | 0 | 0 | 0.11768 | 323.7388 | 0.059211 | 0 | 0 | 0.11842 | 323.9946 | 0.059766 | 0 | 0 | 0.11953 | 324.2505 | 0.060321 | 0 | 0 | 0.12064 | 324.5063 | 0.060876 | 0 | 0 | 0.12175 | 324.6769 | 0.061246 | 0 | 0 | 0.12249 | 324.9328 | 0.061801 | 0 | 0 | 0.1236 | 325.1033 | 0.062171 | 0 | 0 | 0.12434 | 325.2739 | 0.062541 | 0 | 0 | 0.12508 | 325.5298 | 0.063096 | 0 | 0 | 0.12619 | 325.7003 | 0.063466 | 0 | 0 | 0.12693 | 325.9562 | 0.064021 | 0 | 0 | 0.12804 | 326.1267 | 0.064391 | 0 | 0 | 0.12878 | 326.3826 | 0.064946 | 0 | 0 | 0.12989 | 326.5532 | 0.065315 | 0 | 0 | 0.13063 | 326.5532 | 0.065315 | 0 | 0 | 0.13063
2017-12-12 20:00 | 278.5594 | 0.83027 |  | 297.57 | 0.0024511 | 0 | 0 | 0.0049021 | 306.3709 | 0.02154 | 0 | 0 | 0.04308 | 313.0962 | 0.036127 | 0 | 0 | 0.072254 | 313.2622 | 0.036487 | 0 | 0 | 0.072975 | 313.5113 | 0.037028 | 0 | 0 | 0.074055 | 313.7604 | 0.037568 | 0 | 0 | 0.075136 | 314.0095 | 0.038108 | 0 | 0 | 0.076216 | 314.2585 | 0.038648 | 0 | 0 | 0.077297 | 314.5076 | 0.039189 | 0 | 0 | 0.078377 | 314.7567 | 0.039729 | 0 | 0 | 0.079458 | 315.0058 | 0.040269 | 0 | 0 | 0.080538 | 315.1718 | 0.040629 | 0 | 0 | 0.081259 | 315.4209 | 0.04117 | 0 | 0 | 0.082339 | 315.67 | 0.04171 | 0 | 0 | 0.08342 | 315.9191 | 0.04225 | 0 | 0 | 0.0845 | 316.0851 | 0.04261 | 0 | 0 | 0.085221 | 316.3342 | 0.043151 | 0 | 0 | 0.086301 | 316.5003 | 0.043511 | 0 | 0 | 0.087022 | 316.6663 | 0.043871 | 0 | 0 | 0.087742 | 316.9154 | 0.044411 | 0 | 0 | 0.088822 | 317.0815 | 0.044771 | 0 | 0 | 0.089543 | 317.3306 | 0.045312 | 0 | 0 | 0.090623 | 317.4966 | 0.045672 | 0 | 0 | 0.091344 | 317.7457 | 0.046212 | 0 | 0 | 0.092424 | 317.9117 | 0.046572 | 0 | 0 | 0.093144 | 317.9117 | 0.046572 | 0 | 0 | 0.093144
2017-12-12 21:00 | 280.7302 | 0.83674 |  | 299.8891 | 0.007481 | 0 | 0 | 0.014962 | 308.7585 | 0.026719 | 0 | 0 | 0.053438 | 315.5362 | 0.04142 | 0 | 0 | 0.082839 | 315.7035 | 0.041783 | 0 | 0 | 0.083565 | 315.9545 | 0.042327 | 0 | 0 | 0.084654 | 316.2056 | 0.042872 | 0 | 0 | 0.085743 | 316.4566 | 0.043416 | 0 | 0 | 0.086832 | 316.7076 | 0.04396 | 0 | 0 | 0.087921 | 316.9586 | 0.044505 | 0 | 0 | 0.08901 | 317.2097 | 0.045049 | 0 | 0 | 0.090099 | 317.4607 | 0.045594 | 0 | 0 | 0.091188 | 317.628 | 0.045957 | 0 | 0 | 0.091914 | 317.879 | 0.046501 | 0 | 0 | 0.093003 | 318.1301 | 0.047046 | 0 | 0 | 0.094092 | 318.3811 | 0.04759 | 0 | 0 | 0.09518 | 318.5484 | 0.047953 | 0 | 0 | 0.095906 | 318.7995 | 0.048498 | 0 | 0 | 0.096995 | 318.9668 | 0.048861 | 0 | 0 | 0.097721 | 319.1342 | 0.049224 | 0 | 0 | 0.098447 | 319.3852 | 0.049768 | 0 | 0 | 0.099536 | 319.5525 | 0.050131 | 0 | 0 | 0.10026 | 319.8036 | 0.050676 | 0 | 0 | 0.10135 | 319.9709 | 0.051039 | 0 | 0 | 0.10208 | 320.2219 | 0.051583 | 0 | 0 | 0.10317 | 320.3893 | 0.051946 | 0 | 0 | 0.10389 | 320.3893 | 0.051946 | 0 | 0 | 0.10389
2017-12-12 22:00 | 278.2761 | 0.82943 |  | 297.2674 | 0.0017946 | 0 | 0 | 0.0035893 | 306.0594 | 0.020864 | 0 | 0 | 0.041729 | 312.7777 | 0.035437 | 0 | 0 | 0.070873 | 312.9436 | 0.035796 | 0 | 0 | 0.071593 | 313.1924 | 0.036336 | 0 | 0 | 0.072672 | 313.4413 | 0.036876 | 0 | 0 | 0.073752 | 313.6901 | 0.037415 | 0 | 0 | 0.074831 | 313.9389 | 0.037955 | 0 | 0 | 0.07591 | 314.1878 | 0.038495 | 0 | 0 | 0.07699 | 314.4366 | 0.039035 | 0 | 0 | 0.078069 | 314.6854 | 0.039574 | 0 | 0 | 0.079149 | 314.8513 | 0.039934 | 0 | 0 | 0.079868 | 315.1001 | 0.040474 | 0 | 0 | 0.080948 | 315.349 | 0.041014 | 0 | 0 | 0.082027 | 315.5978 | 0.041553 | 0 | 0 | 0.083106 | 315.7637 | 0.041913 | 0 | 0 | 0.083826 | 316.0125 | 0.042453 | 0 | 0 | 0.084906 | 316.1784 | 0.042813 | 0 | 0 | 0.085625 | 316.3443 | 0.043172 | 0 | 0 | 0.086345 | 316.5931 | 0.043712 | 0 | 0 | 0.087424 | 316.759 | 0.044072 | 0 | 0 | 0.088144 | 317.0078 | 0.044612 | 0 | 0 | 0.089223 | 317.1737 | 0.044971 | 0 | 0 | 0.089943 | 317.4225 | 0.045511 | 0 | 0 | 0.091022 | 317.5884 | 0.045871 | 0 | 0 | 0.091742 | 317.5884 | 0.045871 | 0 | 0 | 0.091742
2017-12-12 23:00 | 277.4188 | 0.82687 |  | 296.3516 | 0 | 0 | 0 | 0 | 305.1165 | 0.018819 | 0 | 0 | 0.037639 | 311.8142 | 0.033347 | 0 | 0 | 0.066693 | 311.9795 | 0.033705 | 0 | 0 | 0.067411 | 312.2276 | 0.034243 | 0 | 0 | 0.068487 | 312.4757 | 0.034781 | 0 | 0 | 0.069563 | 312.7237 | 0.035319 | 0 | 0 | 0.070639 | 312.9718 | 0.035857 | 0 | 0 | 0.071715 | 313.2199 | 0.036395 | 0 | 0 | 0.072791 | 313.4679 | 0.036934 | 0 | 0 | 0.073867 | 313.716 | 0.037472 | 0 | 0 | 0.074943 | 313.8814 | 0.03783 | 0 | 0 | 0.075661 | 314.1294 | 0.038368 | 0 | 0 | 0.076737 | 314.3775 | 0.038906 | 0 | 0 | 0.077813 | 314.6255 | 0.039444 | 0 | 0 | 0.078889 | 314.7909 | 0.039803 | 0 | 0 | 0.079606 | 315.039 | 0.040341 | 0 | 0 | 0.080682 | 315.2043 | 0.0407 | 0 | 0 | 0.0814 | 315.3697 | 0.041059 | 0 | 0 | 0.082117 | 315.6178 | 0.041597 | 0 | 0 | 0.083193 | 315.7832 | 0.041955 | 0 | 0 | 0.083911 | 316.0312 | 0.042493 | 0 | 0 | 0.084987 | 316.1966 | 0.042852 | 0 | 0 | 0.085704 | 316.4447 | 0.04339 | 0 | 0 | 0.08678 | 316.61 | 0.043749 | 0 | 0 | 0.087498 | 316.61 | 0.043749 | 0 | 0 | 0.087498
2017-12-13 | 274.043 | 0.81681 |  | 292.7455 | 0 | 0 | 0 | 0 | 301.4037 | 0.010766 | 0 | 0 | 0.021532 | 308.0199 | 0.025117 | 0 | 0 | 0.050233 | 308.1832 | 0.025471 | 0 | 0 | 0.050942 | 308.4283 | 0.026003 | 0 | 0 | 0.052005 | 308.6733 | 0.026534 | 0 | 0 | 0.053068 | 308.9183 | 0.027066 | 0 | 0 | 0.054131 | 309.1634 | 0.027597 | 0 | 0 | 0.055194 | 309.4084 | 0.028129 | 0 | 0 | 0.056257 | 309.6535 | 0.02866 | 0 | 0 | 0.05732 | 309.8985 | 0.029192 | 0 | 0 | 0.058383 | 310.0619 | 0.029546 | 0 | 0 | 0.059092 | 310.3069 | 0.030077 | 0 | 0 | 0.060155 | 310.552 | 0.030609 | 0 | 0 | 0.061218 | 310.797 | 0.03114 | 0 | 0 | 0.062281 | 310.9604 | 0.031495 | 0 | 0 | 0.062989 | 311.2054 | 0.032026 | 0 | 0 | 0.064052 | 311.3688 | 0.032381 | 0 | 0 | 0.064761 | 311.5321 | 0.032735 | 0 | 0 | 0.06547 | 311.7772 | 0.033266 | 0 | 0 | 0.066533 | 311.9405 | 0.033621 | 0 | 0 | 0.067241 | 312.1856 | 0.034152 | 0 | 0 | 0.068304 | 312.349 | 0.034507 | 0 | 0 | 0.069013 | 312.594 | 0.035038 | 0 | 0 | 0.070076 | 312.7574 | 0.035392 | 0 | 0 | 0.070785 | 312.7574 | 0.035392 | 0 | 0 | 0.070785
2017-12-13 01:00 | 267.1504 | 0.79627 |  | 285.3825 | 0 | 0 | 0 | 0 | 293.8229 | 0 | 0 | 0 | 0 | 300.2727 | 0.0083131 | 0 | 0 | 0.016626 | 300.4319 | 0.0086585 | 0 | 0 | 0.017317 | 300.6708 | 0.0091766 | 0 | 0 | 0.018353 | 300.9097 | 0.0096948 | 0 | 0 | 0.01939 | 301.1486 | 0.010213 | 0 | 0 | 0.020426 | 301.3875 | 0.010731 | 0 | 0 | 0.021462 | 301.6263 | 0.011249 | 0 | 0 | 0.022498 | 301.8652 | 0.011767 | 0 | 0 | 0.023535 | 302.1041 | 0.012285 | 0 | 0 | 0.024571 | 302.2633 | 0.012631 | 0 | 0 | 0.025262 | 302.5022 | 0.013149 | 0 | 0 | 0.026298 | 302.7411 | 0.013667 | 0 | 0 | 0.027334 | 302.98 | 0.014185 | 0 | 0 | 0.02837 | 303.1392 | 0.014531 | 0 | 0 | 0.029061 | 303.3781 | 0.015049 | 0 | 0 | 0.030098 | 303.5374 | 0.015394 | 0 | 0 | 0.030788 | 303.6966 | 0.01574 | 0 | 0 | 0.031479 | 303.9355 | 0.016258 | 0 | 0 | 0.032516 | 304.0948 | 0.016603 | 0 | 0 | 0.033206 | 304.3336 | 0.017121 | 0 | 0 | 0.034243 | 304.4929 | 0.017467 | 0 | 0 | 0.034933 | 304.7318 | 0.017985 | 0 | 0 | 0.03597 | 304.891 | 0.01833 | 0 | 0 | 0.036661 | 304.891 | 0.01833 | 0 | 0 | 0.036661
2017-12-13 02:00 | 269.0025 | 0.80179 |  | 287.361 | 0 | 0 | 0 | 0 | 295.86 | 0 | 0 | 0 | 0 | 302.3544 | 0.012828 | 0 | 0 | 0.025657 | 302.5148 | 0.013176 | 0 | 0 | 0.026352 | 302.7553 | 0.013698 | 0 | 0 | 0.027396 | 302.9959 | 0.01422 | 0 | 0 | 0.028439 | 303.2364 | 0.014741 | 0 | 0 | 0.029483 | 303.4769 | 0.015263 | 0 | 0 | 0.030526 | 303.7175 | 0.015785 | 0 | 0 | 0.03157 | 303.958 | 0.016307 | 0 | 0 | 0.032613 | 304.1986 | 0.016828 | 0 | 0 | 0.033657 | 304.3589 | 0.017176 | 0 | 0 | 0.034352 | 304.5994 | 0.017698 | 0 | 0 | 0.035396 | 304.84 | 0.01822 | 0 | 0 | 0.036439 | 305.0805 | 0.018741 | 0 | 0 | 0.037483 | 305.2409 | 0.019089 | 0 | 0 | 0.038178 | 305.4814 | 0.019611 | 0 | 0 | 0.039222 | 305.6418 | 0.019959 | 0 | 0 | 0.039917 | 305.8021 | 0.020306 | 0 | 0 | 0.040613 | 306.0427 | 0.020828 | 0 | 0 | 0.041656 | 306.203 | 0.021176 | 0 | 0 | 0.042352 | 306.4436 | 0.021698 | 0 | 0 | 0.043395 | 306.6039 | 0.022046 | 0 | 0 | 0.044091 | 306.8445 | 0.022567 | 0 | 0 | 0.045135 | 307.0048 | 0.022915 | 0 | 0 | 0.04583 | 307.0048 | 0.022915 | 0 | 0 | 0.04583
2017-12-13 03:00 | 270.7166 | 0.8069 |  | 289.192 | 0 | 0 | 0 | 0 | 297.7451 | 0.0028309 | 0 | 0 | 0.0056617 | 304.281 | 0.017007 | 0 | 0 | 0.034014 | 304.4424 | 0.017357 | 0 | 0 | 0.034714 | 304.6845 | 0.017882 | 0 | 0 | 0.035764 | 304.9265 | 0.018407 | 0 | 0 | 0.036815 | 305.1686 | 0.018932 | 0 | 0 | 0.037865 | 305.4107 | 0.019457 | 0 | 0 | 0.038915 | 305.6527 | 0.019982 | 0 | 0 | 0.039965 | 305.8948 | 0.020507 | 0 | 0 | 0.041015 | 306.1369 | 0.021033 | 0 | 0 | 0.042065 | 306.2983 | 0.021383 | 0 | 0 | 0.042765 | 306.5403 | 0.021908 | 0 | 0 | 0.043815 | 306.7824 | 0.022433 | 0 | 0 | 0.044865 | 307.0245 | 0.022958 | 0 | 0 | 0.045915 | 307.1858 | 0.023308 | 0 | 0 | 0.046615 | 307.4279 | 0.023833 | 0 | 0 | 0.047666 | 307.5893 | 0.024183 | 0 | 0 | 0.048366 | 307.7507 | 0.024533 | 0 | 0 | 0.049066 | 307.9927 | 0.025058 | 0 | 0 | 0.050116 | 308.1541 | 0.025408 | 0 | 0 | 0.050816 | 308.3962 | 0.025933 | 0 | 0 | 0.051866 | 308.5576 | 0.026283 | 0 | 0 | 0.052566 | 308.7996 | 0.026808 | 0 | 0 | 0.053616 | 308.961 | 0.027158 | 0 | 0 | 0.054316 | 308.961 | 0.027158 | 0 | 0 | 0.054316
2017-12-13 04:00 | 274.5643 | 0.81837 |  | 293.3023 | 0 | 0 | 0 | 0 | 301.977 | 0.01201 | 0 | 0 | 0.024019 | 308.6057 | 0.026387 | 0 | 0 | 0.052775 | 308.7694 | 0.026742 | 0 | 0 | 0.053485 | 309.0149 | 0.027275 | 0 | 0 | 0.05455 | 309.2604 | 0.027808 | 0 | 0 | 0.055615 | 309.5059 | 0.02834 | 0 | 0 | 0.05668 | 309.7515 | 0.028873 | 0 | 0 | 0.057745 | 309.997 | 0.029405 | 0 | 0 | 0.05881 | 310.2425 | 0.029938 | 0 | 0 | 0.059875 | 310.488 | 0.03047 | 0 | 0 | 0.06094 | 310.6517 | 0.030825 | 0 | 0 | 0.06165 | 310.8972 | 0.031358 | 0 | 0 | 0.062715 | 311.1427 | 0.03189 | 0 | 0 | 0.06378 | 311.3882 | 0.032423 | 0 | 0 | 0.064845 | 311.5519 | 0.032778 | 0 | 0 | 0.065555 | 311.7974 | 0.03331 | 0 | 0 | 0.06662 | 311.961 | 0.033665 | 0 | 0 | 0.06733 | 312.1247 | 0.03402 | 0 | 0 | 0.06804 | 312.3702 | 0.034553 | 0 | 0 | 0.069105 | 312.5339 | 0.034908 | 0 | 0 | 0.069815 | 312.7794 | 0.03544 | 0 | 0 | 0.07088 | 312.9431 | 0.035795 | 0 | 0 | 0.07159 | 313.1886 | 0.036328 | 0 | 0 | 0.072655 | 313.3523 | 0.036683 | 0 | 0 | 0.073365 | 313.3523 | 0.036683 | 0 | 0 | 0.073365
2017-12-13 05:00 | 270.0036 | 0.80477 |  | 288.4304 | 0 | 0 | 0 | 0 | 296.961 | 0.00113 | 0 | 0 | 0.0022601 | 303.4796 | 0.015269 | 0 | 0 | 0.030538 | 303.6406 | 0.015618 | 0 | 0 | 0.031236 | 303.882 | 0.016142 | 0 | 0 | 0.032284 | 304.1235 | 0.016665 | 0 | 0 | 0.033331 | 304.3649 | 0.017189 | 0 | 0 | 0.034378 | 304.6063 | 0.017713 | 0 | 0 | 0.035426 | 304.8478 | 0.018236 | 0 | 0 | 0.036473 | 305.0892 | 0.01876 | 0 | 0 | 0.03752 | 305.3306 | 0.019284 | 0 | 0 | 0.038568 | 305.4916 | 0.019633 | 0 | 0 | 0.039266 | 305.733 | 0.020157 | 0 | 0 | 0.040313 | 305.9744 | 0.02068 | 0 | 0 | 0.04136 | 306.2159 | 0.021204 | 0 | 0 | 0.042408 | 306.3768 | 0.021553 | 0 | 0 | 0.043106 | 306.6183 | 0.022077 | 0 | 0 | 0.044153 | 306.7792 | 0.022426 | 0 | 0 | 0.044852 | 306.9402 | 0.022775 | 0 | 0 | 0.04555 | 307.1816 | 0.023299 | 0 | 0 | 0.046597 | 307.3426 | 0.023648 | 0 | 0 | 0.047295 | 307.584 | 0.024171 | 0 | 0 | 0.048343 | 307.7449 | 0.02452 | 0 | 0 | 0.049041 | 307.9864 | 0.025044 | 0 | 0 | 0.050088 | 308.1473 | 0.025393 | 0 | 0 | 0.050786 | 308.1473 | 0.025393 | 0 | 0 | 0.050786
2017-12-13 06:00 | 279.0407 | 0.83171 |  | 298.0842 | 0.0035662 | 0 | 0 | 0.0071324 | 306.9003 | 0.022688 | 0 | 0 | 0.045377 | 313.6371 | 0.037301 | 0 | 0 | 0.074601 | 313.8035 | 0.037661 | 0 | 0 | 0.075323 | 314.053 | 0.038203 | 0 | 0 | 0.076405 | 314.3025 | 0.038744 | 0 | 0 | 0.077487 | 314.552 | 0.039285 | 0 | 0 | 0.07857 | 314.8015 | 0.039826 | 0 | 0 | 0.079652 | 315.051 | 0.040367 | 0 | 0 | 0.080735 | 315.3005 | 0.040909 | 0 | 0 | 0.081817 | 315.55 | 0.04145 | 0 | 0 | 0.082899 | 315.7164 | 0.04181 | 0 | 0 | 0.083621 | 315.9659 | 0.042352 | 0 | 0 | 0.084703 | 316.2154 | 0.042893 | 0 | 0 | 0.085786 | 316.4649 | 0.043434 | 0 | 0 | 0.086868 | 316.6313 | 0.043795 | 0 | 0 | 0.08759 | 316.8808 | 0.044336 | 0 | 0 | 0.088672 | 317.0471 | 0.044697 | 0 | 0 | 0.089394 | 317.2135 | 0.045058 | 0 | 0 | 0.090115 | 317.463 | 0.045599 | 0 | 0 | 0.091198 | 317.6293 | 0.04596 | 0 | 0 | 0.091919 | 317.8788 | 0.046501 | 0 | 0 | 0.093002 | 318.0452 | 0.046862 | 0 | 0 | 0.093723 | 318.2947 | 0.047403 | 0 | 0 | 0.094806 | 318.461 | 0.047764 | 0 | 0 | 0.095527 | 318.461 | 0.047764 | 0 | 0 | 0.095527
2017-12-13 07:00 | 277.4298 | 0.82691 |  | 296.3633 | 0 | 0 | 0 | 0 | 305.1285 | 0.018845 | 0 | 0 | 0.037691 | 311.8265 | 0.033373 | 0 | 0 | 0.066747 | 311.9919 | 0.033732 | 0 | 0 | 0.067464 | 312.2399 | 0.03427 | 0 | 0 | 0.06854 | 312.488 | 0.034808 | 0 | 0 | 0.069616 | 312.7361 | 0.035346 | 0 | 0 | 0.070692 | 312.9842 | 0.035884 | 0 | 0 | 0.071769 | 313.2322 | 0.036422 | 0 | 0 | 0.072845 | 313.4803 | 0.03696 | 0 | 0 | 0.073921 | 313.7284 | 0.037498 | 0 | 0 | 0.074997 | 313.8938 | 0.037857 | 0 | 0 | 0.075714 | 314.1418 | 0.038395 | 0 | 0 | 0.076791 | 314.3899 | 0.038933 | 0 | 0 | 0.077867 | 314.638 | 0.039471 | 0 | 0 | 0.078943 | 314.8034 | 0.03983 | 0 | 0 | 0.07966 | 315.0514 | 0.040368 | 0 | 0 | 0.080736 | 315.2168 | 0.040727 | 0 | 0 | 0.081454 | 315.3822 | 0.041086 | 0 | 0 | 0.082171 | 315.6303 | 0.041624 | 0 | 0 | 0.083247 | 315.7956 | 0.041982 | 0 | 0 | 0.083965 | 316.0437 | 0.04252 | 0 | 0 | 0.085041 | 316.2091 | 0.042879 | 0 | 0 | 0.085758 | 316.4572 | 0.043417 | 0 | 0 | 0.086834 | 316.6226 | 0.043776 | 0 | 0 | 0.087552 | 316.6226 | 0.043776 | 0 | 0 | 0.087552
2017-12-13 08:00 | 271.0796 | 0.80798 |  | 289.5798 | 0 | 0 | 0 | 0 | 298.1444 | 0.0036969 | 0 | 0 | 0.0073937 | 304.689 | 0.017892 | 0 | 0 | 0.035784 | 304.8506 | 0.018243 | 0 | 0 | 0.036485 | 305.093 | 0.018768 | 0 | 0 | 0.037537 | 305.3354 | 0.019294 | 0 | 0 | 0.038588 | 305.5778 | 0.01982 | 0 | 0 | 0.03964 | 305.8202 | 0.020346 | 0 | 0 | 0.040691 | 306.0626 | 0.020871 | 0 | 0 | 0.041743 | 306.305 | 0.021397 | 0 | 0 | 0.042794 | 306.5474 | 0.021923 | 0 | 0 | 0.043846 | 306.709 | 0.022273 | 0 | 0 | 0.044547 | 306.9514 | 0.022799 | 0 | 0 | 0.045598 | 307.1938 | 0.023325 | 0 | 0 | 0.04665 | 307.4362 | 0.023851 | 0 | 0 | 0.047701 | 307.5978 | 0.024201 | 0 | 0 | 0.048402 | 307.8402 | 0.024727 | 0 | 0 | 0.049454 | 308.0018 | 0.025077 | 0 | 0 | 0.050155 | 308.1633 | 0.025428 | 0 | 0 | 0.050856 | 308.4057 | 0.025954 | 0 | 0 | 0.051907 | 308.5673 | 0.026304 | 0 | 0 | 0.052608 | 308.8097 | 0.02683 | 0 | 0 | 0.05366 | 308.9713 | 0.02718 | 0 | 0 | 0.054361 | 309.2137 | 0.027706 | 0 | 0 | 0.055412 | 309.3753 | 0.028057 | 0 | 0 | 0.056113 | 309.3753 | 0.028057 | 0 | 0 | 0.056113
2017-12-13 09:00 | 270.6254 | 0.80663 |  | 289.0946 | 0 | 0 | 0 | 0 | 297.6449 | 0.0026134 | 0 | 0 | 0.0052267 | 304.1785 | 0.016785 | 0 | 0 | 0.03357 | 304.3399 | 0.017135 | 0 | 0 | 0.03427 | 304.5818 | 0.01766 | 0 | 0 | 0.035319 | 304.8238 | 0.018185 | 0 | 0 | 0.036369 | 305.0658 | 0.018709 | 0 | 0 | 0.037419 | 305.3078 | 0.019234 | 0 | 0 | 0.038469 | 305.5498 | 0.019759 | 0 | 0 | 0.039518 | 305.7918 | 0.020284 | 0 | 0 | 0.040568 | 306.0338 | 0.020809 | 0 | 0 | 0.041618 | 306.1951 | 0.021159 | 0 | 0 | 0.042318 | 306.4371 | 0.021684 | 0 | 0 | 0.043367 | 306.6791 | 0.022209 | 0 | 0 | 0.044417 | 306.9211 | 0.022733 | 0 | 0 | 0.045467 | 307.0824 | 0.023083 | 0 | 0 | 0.046167 | 307.3244 | 0.023608 | 0 | 0 | 0.047216 | 307.4857 | 0.023958 | 0 | 0 | 0.047916 | 307.647 | 0.024308 | 0 | 0 | 0.048616 | 307.889 | 0.024833 | 0 | 0 | 0.049666 | 308.0503 | 0.025183 | 0 | 0 | 0.050366 | 308.2923 | 0.025708 | 0 | 0 | 0.051415 | 308.4537 | 0.026058 | 0 | 0 | 0.052115 | 308.6956 | 0.026582 | 0 | 0 | 0.053165 | 308.857 | 0.026932 | 0 | 0 | 0.053865 | 308.857 | 0.026932 | 0 | 0 | 0.053865
2017-12-13 10:00 | 270.3957 | 0.80594 |  | 288.8492 | 0 | 0 | 0 | 0 | 297.3922 | 0.0020653 | 0 | 0 | 0.0041306 | 303.9203 | 0.016225 | 0 | 0 | 0.03245 | 304.0815 | 0.016574 | 0 | 0 | 0.033149 | 304.3233 | 0.017099 | 0 | 0 | 0.034198 | 304.5651 | 0.017623 | 0 | 0 | 0.035247 | 304.8069 | 0.018148 | 0 | 0 | 0.036295 | 305.0486 | 0.018672 | 0 | 0 | 0.037344 | 305.2904 | 0.019197 | 0 | 0 | 0.038393 | 305.5322 | 0.019721 | 0 | 0 | 0.039442 | 305.774 | 0.020245 | 0 | 0 | 0.040491 | 305.9352 | 0.020595 | 0 | 0 | 0.04119 | 306.177 | 0.021119 | 0 | 0 | 0.042239 | 306.4187 | 0.021644 | 0 | 0 | 0.043288 | 306.6605 | 0.022168 | 0 | 0 | 0.044337 | 306.8217 | 0.022518 | 0 | 0 | 0.045036 | 307.0635 | 0.023042 | 0 | 0 | 0.046085 | 307.2247 | 0.023392 | 0 | 0 | 0.046784 | 307.3859 | 0.023742 | 0 | 0 | 0.047483 | 307.6276 | 0.024266 | 0 | 0 | 0.048532 | 307.7888 | 0.024616 | 0 | 0 | 0.049231 | 308.0306 | 0.02514 | 0 | 0 | 0.05028 | 308.1918 | 0.02549 | 0 | 0 | 0.050979 | 308.4336 | 0.026014 | 0 | 0 | 0.052028 | 308.5948 | 0.026364 | 0 | 0 | 0.052727 | 308.5948 | 0.026364 | 0 | 0 | 0.052727
2017-12-13 11:00 | 267.6874 | 0.79787 |  | 285.9561 | 0 | 0 | 0 | 0 | 294.4135 | 0 | 0 | 0 | 0 | 300.8763 | 0.0096223 | 0 | 0 | 0.019245 | 301.0358 | 0.0099684 | 0 | 0 | 0.019937 | 301.2752 | 0.010488 | 0 | 0 | 0.020975 | 301.5146 | 0.011007 | 0 | 0 | 0.022013 | 301.7539 | 0.011526 | 0 | 0 | 0.023052 | 301.9933 | 0.012045 | 0 | 0 | 0.02409 | 302.2326 | 0.012564 | 0 | 0 | 0.025129 | 302.472 | 0.013083 | 0 | 0 | 0.026167 | 302.7114 | 0.013603 | 0 | 0 | 0.027205 | 302.8709 | 0.013949 | 0 | 0 | 0.027897 | 303.1103 | 0.014468 | 0 | 0 | 0.028936 | 303.3497 | 0.014987 | 0 | 0 | 0.029974 | 303.589 | 0.015506 | 0 | 0 | 0.031012 | 303.7486 | 0.015852 | 0 | 0 | 0.031705 | 303.988 | 0.016372 | 0 | 0 | 0.032743 | 304.1475 | 0.016718 | 0 | 0 | 0.033435 | 304.3071 | 0.017064 | 0 | 0 | 0.034128 | 304.5465 | 0.017583 | 0 | 0 | 0.035166 | 304.706 | 0.017929 | 0 | 0 | 0.035858 | 304.9454 | 0.018448 | 0 | 0 | 0.036896 | 305.105 | 0.018794 | 0 | 0 | 0.037589 | 305.3443 | 0.019314 | 0 | 0 | 0.038627 | 305.5039 | 0.01966 | 0 | 0 | 0.039319 | 305.5039 | 0.01966 | 0 | 0 | 0.039319
2017-12-13 12:00 | 272.3752 | 0.81184 |  | 290.9639 | 0 | 0 | 0 | 0 | 299.5694 | 0.0067876 | 0 | 0 | 0.013575 | 306.1453 | 0.021051 | 0 | 0 | 0.042102 | 306.3077 | 0.021403 | 0 | 0 | 0.042806 | 306.5512 | 0.021931 | 0 | 0 | 0.043862 | 306.7948 | 0.022459 | 0 | 0 | 0.044919 | 307.0383 | 0.022988 | 0 | 0 | 0.045975 | 307.2819 | 0.023516 | 0 | 0 | 0.047032 | 307.5254 | 0.024044 | 0 | 0 | 0.048089 | 307.769 | 0.024573 | 0 | 0 | 0.049145 | 308.0125 | 0.025101 | 0 | 0 | 0.050202 | 308.1749 | 0.025453 | 0 | 0 | 0.050906 | 308.4184 | 0.025981 | 0 | 0 | 0.051962 | 308.662 | 0.02651 | 0 | 0 | 0.053019 | 308.9055 | 0.027038 | 0 | 0 | 0.054076 | 309.0679 | 0.02739 | 0 | 0 | 0.05478 | 309.3115 | 0.027918 | 0 | 0 | 0.055836 | 309.4738 | 0.02827 | 0 | 0 | 0.056541 | 309.6362 | 0.028623 | 0 | 0 | 0.057245 | 309.8798 | 0.029151 | 0 | 0 | 0.058302 | 310.0421 | 0.029503 | 0 | 0 | 0.059006 | 310.2857 | 0.030031 | 0 | 0 | 0.060063 | 310.448 | 0.030383 | 0 | 0 | 0.060767 | 310.6916 | 0.030912 | 0 | 0 | 0.061823 | 310.854 | 0.031264 | 0 | 0 | 0.062528 | 310.854 | 0.031264 | 0 | 0 | 0.062528
2017-12-13 13:00 | 274.2304 | 0.81737 |  | 292.9456 | 0 | 0 | 0 | 0 | 301.6097 | 0.011213 | 0 | 0 | 0.022426 | 308.2304 | 0.025573 | 0 | 0 | 0.051147 | 308.3939 | 0.025928 | 0 | 0 | 0.051856 | 308.6391 | 0.02646 | 0 | 0 | 0.05292 | 308.8843 | 0.026992 | 0 | 0 | 0.053984 | 309.1296 | 0.027524 | 0 | 0 | 0.055047 | 309.3748 | 0.028056 | 0 | 0 | 0.056111 | 309.62 | 0.028587 | 0 | 0 | 0.057175 | 309.8652 | 0.029119 | 0 | 0 | 0.058238 | 310.1104 | 0.029651 | 0 | 0 | 0.059302 | 310.2739 | 0.030006 | 0 | 0 | 0.060011 | 310.5191 | 0.030538 | 0 | 0 | 0.061075 | 310.7643 | 0.031069 | 0 | 0 | 0.062139 | 311.0095 | 0.031601 | 0 | 0 | 0.063203 | 311.173 | 0.031956 | 0 | 0 | 0.063912 | 311.4182 | 0.032488 | 0 | 0 | 0.064975 | 311.5817 | 0.032842 | 0 | 0 | 0.065685 | 311.7451 | 0.033197 | 0 | 0 | 0.066394 | 311.9903 | 0.033729 | 0 | 0 | 0.067457 | 312.1538 | 0.034083 | 0 | 0 | 0.068167 | 312.399 | 0.034615 | 0 | 0 | 0.06923 | 312.5625 | 0.03497 | 0 | 0 | 0.069939 | 312.8077 | 0.035502 | 0 | 0 | 0.071003 | 312.9712 | 0.035856 | 0 | 0 | 0.071712 | 312.9712 | 0.035856 | 0 | 0 | 0.071712
2017-12-13 14:00 | 273.071 | 0.81391 |  | 291.7071 | 0 | 0 | 0 | 0 | 300.3346 | 0.0084473 | 0 | 0 | 0.016895 | 306.9273 | 0.022747 | 0 | 0 | 0.045494 | 307.09 | 0.0231 | 0 | 0 | 0.0462 | 307.3342 | 0.02363 | 0 | 0 | 0.047259 | 307.5784 | 0.024159 | 0 | 0 | 0.048318 | 307.8226 | 0.024689 | 0 | 0 | 0.049378 | 308.0667 | 0.025218 | 0 | 0 | 0.050437 | 308.3109 | 0.025748 | 0 | 0 | 0.051496 | 308.5551 | 0.026278 | 0 | 0 | 0.052555 | 308.7993 | 0.026807 | 0 | 0 | 0.053614 | 308.962 | 0.02716 | 0 | 0 | 0.054321 | 309.2062 | 0.02769 | 0 | 0 | 0.05538 | 309.4504 | 0.02822 | 0 | 0 | 0.056439 | 309.6946 | 0.028749 | 0 | 0 | 0.057498 | 309.8574 | 0.029102 | 0 | 0 | 0.058204 | 310.1015 | 0.029632 | 0 | 0 | 0.059264 | 310.2643 | 0.029985 | 0 | 0 | 0.05997 | 310.4271 | 0.030338 | 0 | 0 | 0.060676 | 310.6713 | 0.030868 | 0 | 0 | 0.061735 | 310.8341 | 0.031221 | 0 | 0 | 0.062441 | 311.0782 | 0.03175 | 0 | 0 | 0.063501 | 311.241 | 0.032103 | 0 | 0 | 0.064207 | 311.4852 | 0.032633 | 0 | 0 | 0.065266 | 311.648 | 0.032986 | 0 | 0 | 0.065972 | 311.648 | 0.032986 | 0 | 0 | 0.065972
2017-12-13 15:00 | 271.4428 | 0.80906 |  | 289.9678 | 0 | 0 | 0 | 0 | 298.5438 | 0.0045632 | 0 | 0 | 0.0091264 | 305.0972 | 0.018778 | 0 | 0 | 0.037555 | 305.2591 | 0.019129 | 0 | 0 | 0.038257 | 305.5018 | 0.019655 | 0 | 0 | 0.03931 | 305.7445 | 0.020181 | 0 | 0 | 0.040363 | 305.9872 | 0.020708 | 0 | 0 | 0.041416 | 306.2299 | 0.021234 | 0 | 0 | 0.042469 | 306.4726 | 0.021761 | 0 | 0 | 0.043522 | 306.7154 | 0.022287 | 0 | 0 | 0.044575 | 306.9581 | 0.022814 | 0 | 0 | 0.045627 | 307.1199 | 0.023165 | 0 | 0 | 0.046329 | 307.3626 | 0.023691 | 0 | 0 | 0.047382 | 307.6053 | 0.024218 | 0 | 0 | 0.048435 | 307.848 | 0.024744 | 0 | 0 | 0.049488 | 308.0099 | 0.025095 | 0 | 0 | 0.05019 | 308.2526 | 0.025621 | 0 | 0 | 0.051243 | 308.4144 | 0.025972 | 0 | 0 | 0.051945 | 308.5762 | 0.026323 | 0 | 0 | 0.052647 | 308.8189 | 0.02685 | 0 | 0 | 0.0537 | 308.9807 | 0.027201 | 0 | 0 | 0.054402 | 309.2235 | 0.027727 | 0 | 0 | 0.055455 | 309.3853 | 0.028078 | 0 | 0 | 0.056157 | 309.628 | 0.028605 | 0 | 0 | 0.057209 | 309.7898 | 0.028956 | 0 | 0 | 0.057911 | 309.7898 | 0.028956 | 0 | 0 | 0.057911
2017-12-13 16:00 | 274.6372 | 0.81858 |  | 293.3802 | 0 | 0 | 0 | 0 | 302.0572 | 0.012184 | 0 | 0 | 0.024367 | 308.6877 | 0.026565 | 0 | 0 | 0.053131 | 308.8514 | 0.02692 | 0 | 0 | 0.053841 | 309.097 | 0.027453 | 0 | 0 | 0.054906 | 309.3426 | 0.027986 | 0 | 0 | 0.055971 | 309.5881 | 0.028518 | 0 | 0 | 0.057037 | 309.8337 | 0.029051 | 0 | 0 | 0.058102 | 310.0793 | 0.029584 | 0 | 0 | 0.059167 | 310.3249 | 0.030116 | 0 | 0 | 0.060233 | 310.5704 | 0.030649 | 0 | 0 | 0.061298 | 310.7342 | 0.031004 | 0 | 0 | 0.062008 | 310.9797 | 0.031537 | 0 | 0 | 0.063073 | 311.2253 | 0.032069 | 0 | 0 | 0.064139 | 311.4709 | 0.032602 | 0 | 0 | 0.065204 | 311.6346 | 0.032957 | 0 | 0 | 0.065914 | 311.8802 | 0.03349 | 0 | 0 | 0.066979 | 312.0439 | 0.033845 | 0 | 0 | 0.06769 | 312.2076 | 0.0342 | 0 | 0 | 0.0684 | 312.4532 | 0.034733 | 0 | 0 | 0.069465 | 312.6169 | 0.035088 | 0 | 0 | 0.070175 | 312.8625 | 0.03562 | 0 | 0 | 0.071241 | 313.0262 | 0.035975 | 0 | 0 | 0.071951 | 313.2718 | 0.036508 | 0 | 0 | 0.073016 | 313.4355 | 0.036863 | 0 | 0 | 0.073726 | 313.4355 | 0.036863 | 0 | 0 | 0.073726
2017-12-13 17:00 | 288.9769 | 0.86132 |  | 308.6986 | 0.026589 | 0 | 0 | 0.053178 | 317.8286 | 0.046392 | 0 | 0 | 0.092784 | 324.8053 | 0.061524 | 0 | 0 | 0.12305 | 324.9776 | 0.061898 | 0 | 0 | 0.1238 | 325.236 | 0.062458 | 0 | 0 | 0.12492 | 325.4944 | 0.063019 | 0 | 0 | 0.12604 | 325.7528 | 0.063579 | 0 | 0 | 0.12716 | 326.0112 | 0.06414 | 0 | 0 | 0.12828 | 326.2696 | 0.0647 | 0 | 0 | 0.1294 | 326.528 | 0.065261 | 0 | 0 | 0.13052 | 326.7864 | 0.065821 | 0 | 0 | 0.13164 | 326.9586 | 0.066195 | 0 | 0 | 0.13239 | 327.217 | 0.066755 | 0 | 0 | 0.13351 | 327.4754 | 0.067316 | 0 | 0 | 0.13463 | 327.7338 | 0.067876 | 0 | 0 | 0.13575 | 327.9061 | 0.06825 | 0 | 0 | 0.1365 | 328.1645 | 0.06881 | 0 | 0 | 0.13762 | 328.3368 | 0.069184 | 0 | 0 | 0.13837 | 328.509 | 0.069558 | 0 | 0 | 0.13912 | 328.7674 | 0.070118 | 0 | 0 | 0.14024 | 328.9397 | 0.070492 | 0 | 0 | 0.14098 | 329.1981 | 0.071052 | 0 | 0 | 0.1421 | 329.3703 | 0.071426 | 0 | 0 | 0.14285 | 329.6287 | 0.071986 | 0 | 0 | 0.14397 | 329.801 | 0.07236 | 0 | 0 | 0.14472 | 329.801 | 0.07236 | 0 | 0 | 0.14472
2017-12-13 18:00 | 286.1925 | 0.85302 |  | 305.7241 | 0.020137 | 0 | 0 | 0.040274 | 314.7661 | 0.039749 | 0 | 0 | 0.079499 | 321.6756 | 0.054736 | 0 | 0 | 0.10947 | 321.8462 | 0.055106 | 0 | 0 | 0.11021 | 322.1021 | 0.055661 | 0 | 0 | 0.11132 | 322.358 | 0.056216 | 0 | 0 | 0.11243 | 322.6139 | 0.056771 | 0 | 0 | 0.11354 | 322.8699 | 0.057326 | 0 | 0 | 0.11465 | 323.1258 | 0.057881 | 0 | 0 | 0.11576 | 323.3817 | 0.058436 | 0 | 0 | 0.11687 | 323.6376 | 0.058992 | 0 | 0 | 0.11798 | 323.8082 | 0.059362 | 0 | 0 | 0.11872 | 324.0641 | 0.059917 | 0 | 0 | 0.11983 | 324.32 | 0.060472 | 0 | 0 | 0.12094 | 324.5759 | 0.061027 | 0 | 0 | 0.12205 | 324.7465 | 0.061397 | 0 | 0 | 0.12279 | 325.0024 | 0.061952 | 0 | 0 | 0.1239 | 325.173 | 0.062322 | 0 | 0 | 0.12464 | 325.3436 | 0.062692 | 0 | 0 | 0.12538 | 325.5995 | 0.063247 | 0 | 0 | 0.12649 | 325.7701 | 0.063617 | 0 | 0 | 0.12723 | 326.026 | 0.064172 | 0 | 0 | 0.12834 | 326.1966 | 0.064542 | 0 | 0 | 0.12908 | 326.4526 | 0.065097 | 0 | 0 | 0.13019 | 326.6232 | 0.065467 | 0 | 0 | 0.13093 | 326.6232 | 0.065467 | 0 | 0 | 0.13093
2017-12-13 19:00 | 288.1278 | 0.85879 |  | 307.7915 | 0.024621 | 0 | 0 | 0.049243 | 316.8947 | 0.044366 | 0 | 0 | 0.088732 | 323.8509 | 0.059454 | 0 | 0 | 0.11891 | 324.0227 | 0.059827 | 0 | 0 | 0.11965 | 324.2803 | 0.060386 | 0 | 0 | 0.12077 | 324.538 | 0.060944 | 0 | 0 | 0.12189 | 324.7956 | 0.061503 | 0 | 0 | 0.12301 | 325.0532 | 0.062062 | 0 | 0 | 0.12412 | 325.3109 | 0.062621 | 0 | 0 | 0.12524 | 325.5685 | 0.06318 | 0 | 0 | 0.12636 | 325.8261 | 0.063739 | 0 | 0 | 0.12748 | 325.9979 | 0.064111 | 0 | 0 | 0.12822 | 326.2555 | 0.06467 | 0 | 0 | 0.12934 | 326.5132 | 0.065229 | 0 | 0 | 0.13046 | 326.7708 | 0.065788 | 0 | 0 | 0.13158 | 326.9426 | 0.06616 | 0 | 0 | 0.13232 | 327.2002 | 0.066719 | 0 | 0 | 0.13344 | 327.372 | 0.067091 | 0 | 0 | 0.13418 | 327.5437 | 0.067464 | 0 | 0 | 0.13493 | 327.8014 | 0.068023 | 0 | 0 | 0.13605 | 327.9731 | 0.068395 | 0 | 0 | 0.13679 | 328.2308 | 0.068954 | 0 | 0 | 0.13791 | 328.4025 | 0.069327 | 0 | 0 | 0.13865 | 328.6602 | 0.069886 | 0 | 0 | 0.13977 | 328.8319 | 0.070258 | 0 | 0 | 0.14052 | 328.8319 | 0.070258 | 0 | 0 | 0.14052
2017-12-13 20:00 | 280.7255 | 0.83673 |  | 299.884 | 0.0074701 | 0 | 0 | 0.01494 | 308.7534 | 0.026708 | 0 | 0 | 0.053415 | 315.5309 | 0.041408 | 0 | 0 | 0.082816 | 315.6982 | 0.041771 | 0 | 0 | 0.083542 | 315.9492 | 0.042316 | 0 | 0 | 0.084631 | 316.2003 | 0.04286 | 0 | 0 | 0.08572 | 316.4513 | 0.043404 | 0 | 0 | 0.086809 | 316.7023 | 0.043949 | 0 | 0 | 0.087898 | 316.9533 | 0.044493 | 0 | 0 | 0.088987 | 317.2043 | 0.045038 | 0 | 0 | 0.090076 | 317.4554 | 0.045582 | 0 | 0 | 0.091165 | 317.6227 | 0.045945 | 0 | 0 | 0.091891 | 317.8737 | 0.04649 | 0 | 0 | 0.092979 | 318.1247 | 0.047034 | 0 | 0 | 0.094068 | 318.3758 | 0.047579 | 0 | 0 | 0.095157 | 318.5431 | 0.047942 | 0 | 0 | 0.095883 | 318.7941 | 0.048486 | 0 | 0 | 0.096972 | 318.9615 | 0.048849 | 0 | 0 | 0.097698 | 319.1288 | 0.049212 | 0 | 0 | 0.098424 | 319.3798 | 0.049756 | 0 | 0 | 0.099513 | 319.5472 | 0.050119 | 0 | 0 | 0.10024 | 319.7982 | 0.050664 | 0 | 0 | 0.10133 | 319.9655 | 0.051027 | 0 | 0 | 0.10205 | 320.2166 | 0.051571 | 0 | 0 | 0.10314 | 320.3839 | 0.051934 | 0 | 0 | 0.10387 | 320.3839 | 0.051934 | 0 | 0 | 0.10387
2017-12-13 21:00 | 254.2516 | 0.75782 |  | 271.6034 | 0 | 0 | 0 | 0 | 279.6363 | 0 | 0 | 0 | 0 | 285.7746 | 0 | 0 | 0 | 0 | 285.9262 | 0 | 0 | 0 | 0 | 286.1536 | 0 | 0 | 0 | 0 | 286.3809 | 0 | 0 | 0 | 0 | 286.6082 | 0 | 0 | 0 | 0 | 286.8356 | 0 | 0 | 0 | 0 | 287.0629 | 0 | 0 | 0 | 0 | 287.2903 | 0 | 0 | 0 | 0 | 287.5176 | 0 | 0 | 0 | 0 | 287.6692 | 0 | 0 | 0 | 0 | 287.8965 | 0 | 0 | 0 | 0 | 288.1239 | 0 | 0 | 0 | 0 | 288.3512 | 0 | 0 | 0 | 0 | 288.5028 | 0 | 0 | 0 | 0 | 288.7301 | 0 | 0 | 0 | 0 | 288.8817 | 0 | 0 | 0 | 0 | 289.0333 | 0 | 0 | 0 | 0 | 289.2606 | 0 | 0 | 0 | 0 | 289.4122 | 0 | 0 | 0 | 0 | 289.6395 | 0 | 0 | 0 | 0 | 289.7911 | 0 | 0 | 0 | 0 | 290.0184 | 0 | 0 | 0 | 0 | 290.17 | 0 | 0 | 0 | 0 | 290.17 | 0 | 0 | 0 | 0
2017-12-13 22:00 | 270.0103 | 0.80479 |  | 288.4375 | 0 | 0 | 0 | 0 | 296.9683 | 0.0011459 | 0 | 0 | 0.0022919 | 303.4871 | 0.015285 | 0 | 0 | 0.03057 | 303.6481 | 0.015634 | 0 | 0 | 0.031269 | 303.8895 | 0.016158 | 0 | 0 | 0.032316 | 304.131 | 0.016682 | 0 | 0 | 0.033363 | 304.3724 | 0.017205 | 0 | 0 | 0.034411 | 304.6138 | 0.017729 | 0 | 0 | 0.035458 | 304.8553 | 0.018253 | 0 | 0 | 0.036506 | 305.0967 | 0.018776 | 0 | 0 | 0.037553 | 305.3382 | 0.0193 | 0 | 0 | 0.0386 | 305.4991 | 0.019649 | 0 | 0 | 0.039298 | 305.7406 | 0.020173 | 0 | 0 | 0.040346 | 305.982 | 0.020697 | 0 | 0 | 0.041393 | 306.2234 | 0.02122 | 0 | 0 | 0.042441 | 306.3844 | 0.021569 | 0 | 0 | 0.043139 | 306.6258 | 0.022093 | 0 | 0 | 0.044186 | 306.7868 | 0.022442 | 0 | 0 | 0.044884 | 306.9477 | 0.022791 | 0 | 0 | 0.045583 | 307.1892 | 0.023315 | 0 | 0 | 0.04663 | 307.3501 | 0.023664 | 0 | 0 | 0.047328 | 307.5916 | 0.024188 | 0 | 0 | 0.048376 | 307.7525 | 0.024537 | 0 | 0 | 0.049074 | 307.994 | 0.025061 | 0 | 0 | 0.050121 | 308.1549 | 0.02541 | 0 | 0 | 0.050819 | 308.1549 | 0.02541 | 0 | 0 | 0.050819
2017-12-13 23:00 | 282.0586 | 0.8407 |  | 301.3081 | 0.010559 | 0 | 0 | 0.021118 | 310.2196 | 0.029888 | 0 | 0 | 0.059776 | 317.0293 | 0.044658 | 0 | 0 | 0.089316 | 317.1974 | 0.045023 | 0 | 0 | 0.090046 | 317.4496 | 0.04557 | 0 | 0 | 0.09114 | 317.7018 | 0.046117 | 0 | 0 | 0.092234 | 317.9541 | 0.046664 | 0 | 0 | 0.093328 | 318.2063 | 0.047211 | 0 | 0 | 0.094422 | 318.4585 | 0.047758 | 0 | 0 | 0.095516 | 318.7107 | 0.048305 | 0 | 0 | 0.09661 | 318.9629 | 0.048852 | 0 | 0 | 0.097704 | 319.131 | 0.049217 | 0 | 0 | 0.098434 | 319.3833 | 0.049764 | 0 | 0 | 0.099528 | 319.6355 | 0.050311 | 0 | 0 | 0.10062 | 319.8877 | 0.050858 | 0 | 0 | 0.10172 | 320.0558 | 0.051223 | 0 | 0 | 0.10245 | 320.308 | 0.05177 | 0 | 0 | 0.10354 | 320.4762 | 0.052134 | 0 | 0 | 0.10427 | 320.6443 | 0.052499 | 0 | 0 | 0.105 | 320.8965 | 0.053046 | 0 | 0 | 0.10609 | 321.0647 | 0.053411 | 0 | 0 | 0.10682 | 321.3169 | 0.053958 | 0 | 0 | 0.10792 | 321.485 | 0.054323 | 0 | 0 | 0.10865 | 321.7372 | 0.05487 | 0 | 0 | 0.10974 | 321.9054 | 0.055234 | 0 | 0 | 0.11047 | 321.9054 | 0.055234 | 0 | 0 | 0.11047
2017-12-14 | 277.2957 | 0.82651 |  | 296.2202 | 0 | 0 | 0 | 0 | 304.9811 | 0.018526 | 0 | 0 | 0.037051 | 311.6758 | 0.033047 | 0 | 0 | 0.066093 | 311.8411 | 0.033405 | 0 | 0 | 0.06681 | 312.0891 | 0.033943 | 0 | 0 | 0.067886 | 312.337 | 0.034481 | 0 | 0 | 0.068961 | 312.585 | 0.035018 | 0 | 0 | 0.070037 | 312.8329 | 0.035556 | 0 | 0 | 0.071113 | 313.0809 | 0.036094 | 0 | 0 | 0.072188 | 313.3288 | 0.036632 | 0 | 0 | 0.073264 | 313.5768 | 0.03717 | 0 | 0 | 0.074339 | 313.7421 | 0.037528 | 0 | 0 | 0.075057 | 313.9901 | 0.038066 | 0 | 0 | 0.076132 | 314.238 | 0.038604 | 0 | 0 | 0.077208 | 314.486 | 0.039142 | 0 | 0 | 0.078283 | 314.6513 | 0.0395 | 0 | 0 | 0.079 | 314.8992 | 0.040038 | 0 | 0 | 0.080076 | 315.0645 | 0.040397 | 0 | 0 | 0.080793 | 315.2298 | 0.040755 | 0 | 0 | 0.08151 | 315.4778 | 0.041293 | 0 | 0 | 0.082586 | 315.6431 | 0.041651 | 0 | 0 | 0.083303 | 315.891 | 0.042189 | 0 | 0 | 0.084379 | 316.0563 | 0.042548 | 0 | 0 | 0.085096 | 316.3043 | 0.043086 | 0 | 0 | 0.086171 | 316.4696 | 0.043444 | 0 | 0 | 0.086888 | 316.4696 | 0.043444 | 0 | 0 | 0.086888
2017-12-14 01:00 | 278.2607 | 0.82938 |  | 297.251 | 0.0017591 | 0 | 0 | 0.0035182 | 306.0425 | 0.020828 | 0 | 0 | 0.041656 | 312.7605 | 0.035399 | 0 | 0 | 0.070798 | 312.9264 | 0.035759 | 0 | 0 | 0.071518 | 313.1752 | 0.036299 | 0 | 0 | 0.072597 | 313.424 | 0.036838 | 0 | 0 | 0.073677 | 313.6728 | 0.037378 | 0 | 0 | 0.074756 | 313.9216 | 0.037918 | 0 | 0 | 0.075835 | 314.1704 | 0.038457 | 0 | 0 | 0.076915 | 314.4193 | 0.038997 | 0 | 0 | 0.077994 | 314.6681 | 0.039537 | 0 | 0 | 0.079073 | 314.8339 | 0.039896 | 0 | 0 | 0.079793 | 315.0828 | 0.040436 | 0 | 0 | 0.080872 | 315.3316 | 0.040976 | 0 | 0 | 0.081952 | 315.5804 | 0.041516 | 0 | 0 | 0.083031 | 315.7463 | 0.041875 | 0 | 0 | 0.083751 | 315.9951 | 0.042415 | 0 | 0 | 0.08483 | 316.161 | 0.042775 | 0 | 0 | 0.08555 | 316.3268 | 0.043135 | 0 | 0 | 0.086269 | 316.5757 | 0.043674 | 0 | 0 | 0.087348 | 316.7415 | 0.044034 | 0 | 0 | 0.088068 | 316.9903 | 0.044574 | 0 | 0 | 0.089147 | 317.1562 | 0.044933 | 0 | 0 | 0.089867 | 317.405 | 0.045473 | 0 | 0 | 0.090946 | 317.5709 | 0.045833 | 0 | 0 | 0.091666 | 317.5709 | 0.045833 | 0 | 0 | 0.091666
2017-12-14 02:00 | 282.1908 | 0.8411 |  | 301.4493 | 0.010865 | 0 | 0 | 0.02173 | 310.3649 | 0.030203 | 0 | 0 | 0.060406 | 317.1778 | 0.04498 | 0 | 0 | 0.089961 | 317.346 | 0.045345 | 0 | 0 | 0.09069 | 317.5983 | 0.045892 | 0 | 0 | 0.091785 | 317.8507 | 0.04644 | 0 | 0 | 0.092879 | 318.103 | 0.046987 | 0 | 0 | 0.093974 | 318.3553 | 0.047534 | 0 | 0 | 0.095069 | 318.6077 | 0.048082 | 0 | 0 | 0.096163 | 318.86 | 0.048629 | 0 | 0 | 0.097258 | 319.1123 | 0.049176 | 0 | 0 | 0.098352 | 319.2805 | 0.049541 | 0 | 0 | 0.099082 | 319.5329 | 0.050088 | 0 | 0 | 0.10018 | 319.7852 | 0.050636 | 0 | 0 | 0.10127 | 320.0375 | 0.051183 | 0 | 0 | 0.10237 | 320.2057 | 0.051548 | 0 | 0 | 0.1031 | 320.4581 | 0.052095 | 0 | 0 | 0.10419 | 320.6263 | 0.05246 | 0 | 0 | 0.10492 | 320.7945 | 0.052825 | 0 | 0 | 0.10565 | 321.0468 | 0.053372 | 0 | 0 | 0.10674 | 321.2151 | 0.053737 | 0 | 0 | 0.10747 | 321.4674 | 0.054284 | 0 | 0 | 0.10857 | 321.6356 | 0.054649 | 0 | 0 | 0.1093 | 321.8879 | 0.055197 | 0 | 0 | 0.11039 | 322.0562 | 0.055561 | 0 | 0 | 0.11112 | 322.0562 | 0.055561 | 0 | 0 | 0.11112
2017-12-14 03:00 | 279.1165 | 0.83193 |  | 298.1652 | 0.003742 | 0 | 0 | 0.0074839 | 306.9837 | 0.022869 | 0 | 0 | 0.045739 | 313.7224 | 0.037485 | 0 | 0 | 0.074971 | 313.8888 | 0.037846 | 0 | 0 | 0.075693 | 314.1383 | 0.038388 | 0 | 0 | 0.076775 | 314.3879 | 0.038929 | 0 | 0 | 0.077858 | 314.6375 | 0.03947 | 0 | 0 | 0.078941 | 314.8871 | 0.040012 | 0 | 0 | 0.080023 | 315.1367 | 0.040553 | 0 | 0 | 0.081106 | 315.3862 | 0.041094 | 0 | 0 | 0.082189 | 315.6358 | 0.041636 | 0 | 0 | 0.083271 | 315.8022 | 0.041997 | 0 | 0 | 0.083993 | 316.0518 | 0.042538 | 0 | 0 | 0.085076 | 316.3014 | 0.043079 | 0 | 0 | 0.086159 | 316.551 | 0.043621 | 0 | 0 | 0.087241 | 316.7173 | 0.043982 | 0 | 0 | 0.087963 | 316.9669 | 0.044523 | 0 | 0 | 0.089046 | 317.1333 | 0.044884 | 0 | 0 | 0.089768 | 317.2997 | 0.045245 | 0 | 0 | 0.090489 | 317.5493 | 0.045786 | 0 | 0 | 0.091572 | 317.7157 | 0.046147 | 0 | 0 | 0.092294 | 317.9652 | 0.046688 | 0 | 0 | 0.093376 | 318.1316 | 0.047049 | 0 | 0 | 0.094098 | 318.3812 | 0.04759 | 0 | 0 | 0.095181 | 318.5476 | 0.047951 | 0 | 0 | 0.095903 | 318.5476 | 0.047951 | 0 | 0 | 0.095903
2017-12-14 04:00 | 281.5569 | 0.83921 |  | 300.7721 | 0.0093964 | 0 | 0 | 0.018793 | 309.6678 | 0.028691 | 0 | 0 | 0.057382 | 316.4653 | 0.043435 | 0 | 0 | 0.08687 | 316.6332 | 0.043799 | 0 | 0 | 0.087598 | 316.8849 | 0.044345 | 0 | 0 | 0.08869 | 317.1367 | 0.044891 | 0 | 0 | 0.089782 | 317.3885 | 0.045437 | 0 | 0 | 0.090874 | 317.6402 | 0.045983 | 0 | 0 | 0.091967 | 317.892 | 0.046529 | 0 | 0 | 0.093059 | 318.1438 | 0.047075 | 0 | 0 | 0.094151 | 318.3955 | 0.047622 | 0 | 0 | 0.095243 | 318.5634 | 0.047986 | 0 | 0 | 0.095971 | 318.8151 | 0.048532 | 0 | 0 | 0.097063 | 319.0669 | 0.049078 | 0 | 0 | 0.098155 | 319.3186 | 0.049624 | 0 | 0 | 0.099248 | 319.4865 | 0.049988 | 0 | 0 | 0.099976 | 319.7382 | 0.050534 | 0 | 0 | 0.10107 | 319.9061 | 0.050898 | 0 | 0 | 0.1018 | 320.0739 | 0.051262 | 0 | 0 | 0.10252 | 320.3257 | 0.051808 | 0 | 0 | 0.10362 | 320.4935 | 0.052172 | 0 | 0 | 0.10434 | 320.7453 | 0.052718 | 0 | 0 | 0.10544 | 320.9131 | 0.053082 | 0 | 0 | 0.10616 | 321.1649 | 0.053628 | 0 | 0 | 0.10726 | 321.3327 | 0.053992 | 0 | 0 | 0.10798 | 321.3327 | 0.053992 | 0 | 0 | 0.10798
2017-12-14 05:00 | 279.1857 | 0.83214 |  | 298.2392 | 0.0039024 | 0 | 0 | 0.0078048 | 307.0598 | 0.023034 | 0 | 0 | 0.046069 | 313.8002 | 0.037654 | 0 | 0 | 0.075308 | 313.9666 | 0.038015 | 0 | 0 | 0.07603 | 314.2163 | 0.038557 | 0 | 0 | 0.077113 | 314.4659 | 0.039098 | 0 | 0 | 0.078196 | 314.7155 | 0.03964 | 0 | 0 | 0.079279 | 314.9652 | 0.040181 | 0 | 0 | 0.080362 | 315.2148 | 0.040723 | 0 | 0 | 0.081445 | 315.4645 | 0.041264 | 0 | 0 | 0.082528 | 315.7141 | 0.041806 | 0 | 0 | 0.083611 | 315.8805 | 0.042167 | 0 | 0 | 0.084333 | 316.1302 | 0.042708 | 0 | 0 | 0.085416 | 316.3798 | 0.043249 | 0 | 0 | 0.086499 | 316.6295 | 0.043791 | 0 | 0 | 0.087582 | 316.7959 | 0.044152 | 0 | 0 | 0.088304 | 317.0455 | 0.044693 | 0 | 0 | 0.089387 | 317.212 | 0.045054 | 0 | 0 | 0.090109 | 317.3784 | 0.045415 | 0 | 0 | 0.090831 | 317.628 | 0.045957 | 0 | 0 | 0.091914 | 317.7945 | 0.046318 | 0 | 0 | 0.092636 | 318.0441 | 0.046859 | 0 | 0 | 0.093719 | 318.2105 | 0.04722 | 0 | 0 | 0.094441 | 318.4602 | 0.047762 | 0 | 0 | 0.095524 | 318.6266 | 0.048123 | 0 | 0 | 0.096245 | 318.6266 | 0.048123 | 0 | 0 | 0.096245
2017-12-14 06:00 | 285.251 | 0.85022 |  | 304.7184 | 0.017956 | 0 | 0 | 0.035912 | 313.7307 | 0.037504 | 0 | 0 | 0.075007 | 320.6175 | 0.052441 | 0 | 0 | 0.10488 | 320.7875 | 0.05281 | 0 | 0 | 0.10562 | 321.0426 | 0.053363 | 0 | 0 | 0.10673 | 321.2977 | 0.053916 | 0 | 0 | 0.10783 | 321.5527 | 0.05447 | 0 | 0 | 0.10894 | 321.8078 | 0.055023 | 0 | 0 | 0.11005 | 322.0629 | 0.055576 | 0 | 0 | 0.11115 | 322.3179 | 0.056129 | 0 | 0 | 0.11226 | 322.573 | 0.056682 | 0 | 0 | 0.11336 | 322.743 | 0.057051 | 0 | 0 | 0.1141 | 322.9981 | 0.057605 | 0 | 0 | 0.11521 | 323.2532 | 0.058158 | 0 | 0 | 0.11632 | 323.5082 | 0.058711 | 0 | 0 | 0.11742 | 323.6783 | 0.05908 | 0 | 0 | 0.11816 | 323.9333 | 0.059633 | 0 | 0 | 0.11927 | 324.1034 | 0.060002 | 0 | 0 | 0.12 | 324.2734 | 0.060371 | 0 | 0 | 0.12074 | 324.5285 | 0.060924 | 0 | 0 | 0.12185 | 324.6985 | 0.061293 | 0 | 0 | 0.12259 | 324.9536 | 0.061846 | 0 | 0 | 0.12369 | 325.1236 | 0.062215 | 0 | 0 | 0.12443 | 325.3787 | 0.062768 | 0 | 0 | 0.12554 | 325.5488 | 0.063137 | 0 | 0 | 0.12627 | 325.5488 | 0.063137 | 0 | 0 | 0.12627
2017-12-14 07:00 | 279.6136 | 0.83342 |  | 298.6963 | 0.0048938 | 0 | 0 | 0.0097876 | 307.5305 | 0.024055 | 0 | 0 | 0.04811 | 314.2811 | 0.038697 | 0 | 0 | 0.077395 | 314.4478 | 0.039059 | 0 | 0 | 0.078118 | 314.6978 | 0.039601 | 0 | 0 | 0.079203 | 314.9479 | 0.040144 | 0 | 0 | 0.080287 | 315.1979 | 0.040686 | 0 | 0 | 0.081372 | 315.4479 | 0.041228 | 0 | 0 | 0.082456 | 315.6979 | 0.04177 | 0 | 0 | 0.083541 | 315.948 | 0.042313 | 0 | 0 | 0.084626 | 316.198 | 0.042855 | 0 | 0 | 0.08571 | 316.3647 | 0.043217 | 0 | 0 | 0.086433 | 316.6147 | 0.043759 | 0 | 0 | 0.087518 | 316.8647 | 0.044301 | 0 | 0 | 0.088602 | 317.1147 | 0.044844 | 0 | 0 | 0.089687 | 317.2814 | 0.045205 | 0 | 0 | 0.09041 | 317.5315 | 0.045747 | 0 | 0 | 0.091495 | 317.6981 | 0.046109 | 0 | 0 | 0.092218 | 317.8648 | 0.04647 | 0 | 0 | 0.092941 | 318.1148 | 0.047013 | 0 | 0 | 0.094025 | 318.2815 | 0.047374 | 0 | 0 | 0.094749 | 318.5316 | 0.047917 | 0 | 0 | 0.095833 | 318.6982 | 0.048278 | 0 | 0 | 0.096556 | 318.9483 | 0.04882 | 0 | 0 | 0.097641 | 319.1149 | 0.049182 | 0 | 0 | 0.098364 | 319.1149 | 0.049182 | 0 | 0 | 0.098364
2017-12-14 08:00 | 283.2828 | 0.84435 |  | 302.6158 | 0.013395 | 0 | 0 | 0.026791 | 311.566 | 0.032808 | 0 | 0 | 0.065616 | 318.4052 | 0.047643 | 0 | 0 | 0.095285 | 318.5741 | 0.048009 | 0 | 0 | 0.096018 | 318.8274 | 0.048558 | 0 | 0 | 0.097117 | 319.0807 | 0.049108 | 0 | 0 | 0.098215 | 319.334 | 0.049657 | 0 | 0 | 0.099314 | 319.5873 | 0.050207 | 0 | 0 | 0.10041 | 319.8406 | 0.050756 | 0 | 0 | 0.10151 | 320.0939 | 0.051305 | 0 | 0 | 0.10261 | 320.3472 | 0.051855 | 0 | 0 | 0.10371 | 320.5161 | 0.052221 | 0 | 0 | 0.10444 | 320.7694 | 0.05277 | 0 | 0 | 0.10554 | 321.0227 | 0.05332 | 0 | 0 | 0.10664 | 321.276 | 0.053869 | 0 | 0 | 0.10774 | 321.4449 | 0.054236 | 0 | 0 | 0.10847 | 321.6982 | 0.054785 | 0 | 0 | 0.10957 | 321.8671 | 0.055151 | 0 | 0 | 0.1103 | 322.0359 | 0.055518 | 0 | 0 | 0.11104 | 322.2892 | 0.056067 | 0 | 0 | 0.11213 | 322.4581 | 0.056433 | 0 | 0 | 0.11287 | 322.7114 | 0.056983 | 0 | 0 | 0.11397 | 322.8803 | 0.057349 | 0 | 0 | 0.1147 | 323.1336 | 0.057898 | 0 | 0 | 0.1158 | 323.3025 | 0.058265 | 0 | 0 | 0.11653 | 323.3025 | 0.058265 | 0 | 0 | 0.11653
2017-12-14 09:00 | 285.0481 | 0.84961 |  | 304.5016 | 0.017486 | 0 | 0 | 0.034971 | 313.5075 | 0.037019 | 0 | 0 | 0.074039 | 320.3894 | 0.051946 | 0 | 0 | 0.10389 | 320.5593 | 0.052315 | 0 | 0 | 0.10463 | 320.8142 | 0.052868 | 0 | 0 | 0.10574 | 321.0691 | 0.05342 | 0 | 0 | 0.10684 | 321.3239 | 0.053973 | 0 | 0 | 0.10795 | 321.5788 | 0.054526 | 0 | 0 | 0.10905 | 321.8337 | 0.055079 | 0 | 0 | 0.11016 | 322.0886 | 0.055632 | 0 | 0 | 0.11126 | 322.3435 | 0.056185 | 0 | 0 | 0.11237 | 322.5134 | 0.056553 | 0 | 0 | 0.11311 | 322.7683 | 0.057106 | 0 | 0 | 0.11421 | 323.0232 | 0.057659 | 0 | 0 | 0.11532 | 323.2781 | 0.058212 | 0 | 0 | 0.11642 | 323.448 | 0.05858 | 0 | 0 | 0.11716 | 323.7029 | 0.059133 | 0 | 0 | 0.11827 | 323.8728 | 0.059502 | 0 | 0 | 0.119 | 324.0427 | 0.05987 | 0 | 0 | 0.11974 | 324.2976 | 0.060423 | 0 | 0 | 0.12085 | 324.4675 | 0.060792 | 0 | 0 | 0.12158 | 324.7224 | 0.061345 | 0 | 0 | 0.12269 | 324.8923 | 0.061713 | 0 | 0 | 0.12343 | 325.1472 | 0.062266 | 0 | 0 | 0.12453 | 325.3171 | 0.062635 | 0 | 0 | 0.12527 | 325.3171 | 0.062635 | 0 | 0 | 0.12527
2017-12-14 10:00 | 295.1711 | 0.87979 |  | 315.3155 | 0.040941 | 0 | 0 | 0.081882 | 324.6412 | 0.061168 | 0 | 0 | 0.12234 | 331.7675 | 0.076625 | 0 | 0 | 0.15325 | 331.9434 | 0.077007 | 0 | 0 | 0.15401 | 332.2074 | 0.077579 | 0 | 0 | 0.15516 | 332.4713 | 0.078152 | 0 | 0 | 0.1563 | 332.7352 | 0.078724 | 0 | 0 | 0.15745 | 332.9992 | 0.079297 | 0 | 0 | 0.15859 | 333.2631 | 0.079869 | 0 | 0 | 0.15974 | 333.527 | 0.080442 | 0 | 0 | 0.16088 | 333.791 | 0.081014 | 0 | 0 | 0.16203 | 333.9669 | 0.081396 | 0 | 0 | 0.16279 | 334.2309 | 0.081968 | 0 | 0 | 0.16394 | 334.4948 | 0.082541 | 0 | 0 | 0.16508 | 334.7587 | 0.083113 | 0 | 0 | 0.16623 | 334.9347 | 0.083495 | 0 | 0 | 0.16699 | 335.1986 | 0.084067 | 0 | 0 | 0.16813 | 335.3746 | 0.084449 | 0 | 0 | 0.1689 | 335.5506 | 0.084831 | 0 | 0 | 0.16966 | 335.8145 | 0.085403 | 0 | 0 | 0.17081 | 335.9904 | 0.085785 | 0 | 0 | 0.17157 | 336.2544 | 0.086357 | 0 | 0 | 0.17271 | 336.4303 | 0.086739 | 0 | 0 | 0.17348 | 336.6943 | 0.087312 | 0 | 0 | 0.17462 | 336.8702 | 0.087693 | 0 | 0 | 0.17539 | 336.8702 | 0.087693 | 0 | 0 | 0.17539
2017-12-14 11:00 | 295.1328 | 0.87967 |  | 315.2745 | 0.040852 | 0 | 0 | 0.081704 | 324.599 | 0.061077 | 0 | 0 | 0.12215 | 331.7244 | 0.076532 | 0 | 0 | 0.15306 | 331.9003 | 0.076913 | 0 | 0 | 0.15383 | 332.1642 | 0.077486 | 0 | 0 | 0.15497 | 332.4281 | 0.078058 | 0 | 0 | 0.15612 | 332.692 | 0.078631 | 0 | 0 | 0.15726 | 332.9559 | 0.079203 | 0 | 0 | 0.15841 | 333.2198 | 0.079775 | 0 | 0 | 0.15955 | 333.4837 | 0.080348 | 0 | 0 | 0.1607 | 333.7476 | 0.08092 | 0 | 0 | 0.16184 | 333.9236 | 0.081302 | 0 | 0 | 0.1626 | 334.1875 | 0.081874 | 0 | 0 | 0.16375 | 334.4514 | 0.082447 | 0 | 0 | 0.16489 | 334.7153 | 0.083019 | 0 | 0 | 0.16604 | 334.8912 | 0.083401 | 0 | 0 | 0.1668 | 335.1551 | 0.083973 | 0 | 0 | 0.16795 | 335.3311 | 0.084355 | 0 | 0 | 0.16871 | 335.507 | 0.084736 | 0 | 0 | 0.16947 | 335.7709 | 0.085309 | 0 | 0 | 0.17062 | 335.9468 | 0.08569 | 0 | 0 | 0.17138 | 336.2107 | 0.086263 | 0 | 0 | 0.17253 | 336.3867 | 0.086644 | 0 | 0 | 0.17329 | 336.6506 | 0.087217 | 0 | 0 | 0.17443 | 336.8265 | 0.087598 | 0 | 0 | 0.1752 | 336.8265 | 0.087598 | 0 | 0 | 0.1752
2017-12-14 12:00 | 297.0601 | 0.88542 |  | 317.3333 | 0.045318 | 0 | 0 | 0.090635 | 326.7188 | 0.065675 | 0 | 0 | 0.13135 | 333.8906 | 0.08123 | 0 | 0 | 0.16246 | 334.0677 | 0.081615 | 0 | 0 | 0.16323 | 334.3333 | 0.082191 | 0 | 0 | 0.16438 | 334.599 | 0.082767 | 0 | 0 | 0.16553 | 334.8646 | 0.083343 | 0 | 0 | 0.16669 | 335.1302 | 0.083919 | 0 | 0 | 0.16784 | 335.3958 | 0.084495 | 0 | 0 | 0.16899 | 335.6615 | 0.085071 | 0 | 0 | 0.17014 | 335.9271 | 0.085648 | 0 | 0 | 0.1713 | 336.1042 | 0.086032 | 0 | 0 | 0.17206 | 336.3698 | 0.086608 | 0 | 0 | 0.17322 | 336.6354 | 0.087184 | 0 | 0 | 0.17437 | 336.9011 | 0.08776 | 0 | 0 | 0.17552 | 337.0781 | 0.088144 | 0 | 0 | 0.17629 | 337.3438 | 0.08872 | 0 | 0 | 0.17744 | 337.5208 | 0.089104 | 0 | 0 | 0.17821 | 337.6979 | 0.089488 | 0 | 0 | 0.17898 | 337.9636 | 0.090065 | 0 | 0 | 0.18013 | 338.1406 | 0.090449 | 0 | 0 | 0.1809 | 338.4063 | 0.091025 | 0 | 0 | 0.18205 | 338.5833 | 0.091409 | 0 | 0 | 0.18282 | 338.849 | 0.091985 | 0 | 0 | 0.18397 | 339.0261 | 0.092369 | 0 | 0 | 0.18474 | 339.0261 | 0.092369 | 0 | 0 | 0.18474
2017-12-14 13:00 | 293.7842 | 0.87565 |  | 313.8339 | 0.037727 | 0 | 0 | 0.075455 | 323.1158 | 0.05786 | 0 | 0 | 0.11572 | 330.2086 | 0.073244 | 0 | 0 | 0.14649 | 330.3838 | 0.073624 | 0 | 0 | 0.14725 | 330.6465 | 0.074194 | 0 | 0 | 0.14839 | 330.9092 | 0.074764 | 0 | 0 | 0.14953 | 331.1718 | 0.075333 | 0 | 0 | 0.15067 | 331.4345 | 0.075903 | 0 | 0 | 0.15181 | 331.6972 | 0.076473 | 0 | 0 | 0.15295 | 331.9599 | 0.077043 | 0 | 0 | 0.15409 | 332.2226 | 0.077613 | 0 | 0 | 0.15523 | 332.3978 | 0.077992 | 0 | 0 | 0.15598 | 332.6605 | 0.078562 | 0 | 0 | 0.15712 | 332.9232 | 0.079132 | 0 | 0 | 0.15826 | 333.1858 | 0.079702 | 0 | 0 | 0.1594 | 333.361 | 0.080082 | 0 | 0 | 0.16016 | 333.6237 | 0.080651 | 0 | 0 | 0.1613 | 333.7988 | 0.081031 | 0 | 0 | 0.16206 | 333.9739 | 0.081411 | 0 | 0 | 0.16282 | 334.2366 | 0.081981 | 0 | 0 | 0.16396 | 334.4118 | 0.082361 | 0 | 0 | 0.16472 | 334.6745 | 0.082931 | 0 | 0 | 0.16586 | 334.8496 | 0.08331 | 0 | 0 | 0.16662 | 335.1123 | 0.08388 | 0 | 0 | 0.16776 | 335.2874 | 0.08426 | 0 | 0 | 0.16852 | 335.2874 | 0.08426 | 0 | 0 | 0.16852
2017-12-14 14:00 | 289.2591 | 0.86217 |  | 309 | 0.027243 | 0 | 0 | 0.054485 | 318.1389 | 0.047065 | 0 | 0 | 0.09413 | 325.1225 | 0.062212 | 0 | 0 | 0.12442 | 325.2949 | 0.062586 | 0 | 0 | 0.12517 | 325.5536 | 0.063147 | 0 | 0 | 0.12629 | 325.8122 | 0.063708 | 0 | 0 | 0.12742 | 326.0709 | 0.064269 | 0 | 0 | 0.12854 | 326.3295 | 0.06483 | 0 | 0 | 0.12966 | 326.5882 | 0.065391 | 0 | 0 | 0.13078 | 326.8468 | 0.065952 | 0 | 0 | 0.1319 | 327.1055 | 0.066513 | 0 | 0 | 0.13303 | 327.2779 | 0.066887 | 0 | 0 | 0.13377 | 327.5365 | 0.067448 | 0 | 0 | 0.1349 | 327.7952 | 0.068009 | 0 | 0 | 0.13602 | 328.0538 | 0.06857 | 0 | 0 | 0.13714 | 328.2263 | 0.068944 | 0 | 0 | 0.13789 | 328.4849 | 0.069505 | 0 | 0 | 0.13901 | 328.6574 | 0.069879 | 0 | 0 | 0.13976 | 328.8298 | 0.070253 | 0 | 0 | 0.14051 | 329.0884 | 0.070814 | 0 | 0 | 0.14163 | 329.2609 | 0.071188 | 0 | 0 | 0.14238 | 329.5195 | 0.071749 | 0 | 0 | 0.1435 | 329.692 | 0.072123 | 0 | 0 | 0.14425 | 329.9506 | 0.072685 | 0 | 0 | 0.14537 | 330.123 | 0.073059 | 0 | 0 | 0.14612 | 330.123 | 0.073059 | 0 | 0 | 0.14612
2017-12-14 15:00 | 285.1065 | 0.84979 |  | 304.5639 | 0.017621 | 0 | 0 | 0.035242 | 313.5717 | 0.037159 | 0 | 0 | 0.074317 | 320.455 | 0.052088 | 0 | 0 | 0.10418 | 320.6249 | 0.052457 | 0 | 0 | 0.10491 | 320.8799 | 0.05301 | 0 | 0 | 0.10602 | 321.1348 | 0.053563 | 0 | 0 | 0.10713 | 321.3897 | 0.054116 | 0 | 0 | 0.10823 | 321.6447 | 0.054669 | 0 | 0 | 0.10934 | 321.8996 | 0.055222 | 0 | 0 | 0.11044 | 322.1545 | 0.055775 | 0 | 0 | 0.11155 | 322.4095 | 0.056328 | 0 | 0 | 0.11266 | 322.5794 | 0.056696 | 0 | 0 | 0.11339 | 322.8344 | 0.057249 | 0 | 0 | 0.1145 | 323.0893 | 0.057802 | 0 | 0 | 0.1156 | 323.3442 | 0.058355 | 0 | 0 | 0.11671 | 323.5142 | 0.058724 | 0 | 0 | 0.11745 | 323.7691 | 0.059277 | 0 | 0 | 0.11855 | 323.9391 | 0.059646 | 0 | 0 | 0.11929 | 324.1091 | 0.060014 | 0 | 0 | 0.12003 | 324.364 | 0.060567 | 0 | 0 | 0.12113 | 324.5339 | 0.060936 | 0 | 0 | 0.12187 | 324.7889 | 0.061489 | 0 | 0 | 0.12298 | 324.9588 | 0.061857 | 0 | 0 | 0.12371 | 325.2138 | 0.06241 | 0 | 0 | 0.12482 | 325.3837 | 0.062779 | 0 | 0 | 0.12556 | 325.3837 | 0.062779 | 0 | 0 | 0.12556
2017-12-14 16:00 | 287.8984 | 0.85811 |  | 307.5464 | 0.02409 | 0 | 0 | 0.04818 | 316.6423 | 0.043819 | 0 | 0 | 0.087638 | 323.593 | 0.058895 | 0 | 0 | 0.11779 | 323.7647 | 0.059267 | 0 | 0 | 0.11853 | 324.0221 | 0.059826 | 0 | 0 | 0.11965 | 324.2795 | 0.060384 | 0 | 0 | 0.12077 | 324.537 | 0.060942 | 0 | 0 | 0.12188 | 324.7944 | 0.061501 | 0 | 0 | 0.123 | 325.0518 | 0.062059 | 0 | 0 | 0.12412 | 325.3093 | 0.062617 | 0 | 0 | 0.12523 | 325.5667 | 0.063176 | 0 | 0 | 0.12635 | 325.7383 | 0.063548 | 0 | 0 | 0.1271 | 325.9957 | 0.064106 | 0 | 0 | 0.12821 | 326.2532 | 0.064665 | 0 | 0 | 0.12933 | 326.5106 | 0.065223 | 0 | 0 | 0.13045 | 326.6822 | 0.065595 | 0 | 0 | 0.13119 | 326.9397 | 0.066154 | 0 | 0 | 0.13231 | 327.1113 | 0.066526 | 0 | 0 | 0.13305 | 327.2829 | 0.066898 | 0 | 0 | 0.1338 | 327.5403 | 0.067457 | 0 | 0 | 0.13491 | 327.712 | 0.067829 | 0 | 0 | 0.13566 | 327.9694 | 0.068387 | 0 | 0 | 0.13677 | 328.141 | 0.068759 | 0 | 0 | 0.13752 | 328.3984 | 0.069318 | 0 | 0 | 0.13864 | 328.5701 | 0.06969 | 0 | 0 | 0.13938 | 328.5701 | 0.06969 | 0 | 0 | 0.13938
2017-12-14 17:00 | 300.1264 | 0.89456 |  | 320.6089 | 0.052422 | 0 | 0 | 0.10484 | 330.0912 | 0.072989 | 0 | 0 | 0.14598 | 337.3371 | 0.088706 | 0 | 0 | 0.17741 | 337.516 | 0.089094 | 0 | 0 | 0.17819 | 337.7844 | 0.089676 | 0 | 0 | 0.17935 | 338.0528 | 0.090258 | 0 | 0 | 0.18052 | 338.3211 | 0.09084 | 0 | 0 | 0.18168 | 338.5895 | 0.091422 | 0 | 0 | 0.18284 | 338.8579 | 0.092004 | 0 | 0 | 0.18401 | 339.1262 | 0.092586 | 0 | 0 | 0.18517 | 339.3946 | 0.093169 | 0 | 0 | 0.18634 | 339.5735 | 0.093557 | 0 | 0 | 0.18711 | 339.8419 | 0.094139 | 0 | 0 | 0.18828 | 340.1102 | 0.094721 | 0 | 0 | 0.18944 | 340.3786 | 0.095303 | 0 | 0 | 0.19061 | 340.5575 | 0.095691 | 0 | 0 | 0.19138 | 340.8259 | 0.096273 | 0 | 0 | 0.19255 | 341.0048 | 0.096661 | 0 | 0 | 0.19332 | 341.1837 | 0.097049 | 0 | 0 | 0.1941 | 341.4521 | 0.097631 | 0 | 0 | 0.19526 | 341.631 | 0.098019 | 0 | 0 | 0.19604 | 341.8993 | 0.098601 | 0 | 0 | 0.1972 | 342.0783 | 0.098989 | 0 | 0 | 0.19798 | 342.3466 | 0.099571 | 0 | 0 | 0.19914 | 342.5255 | 0.09996 | 0 | 0 | 0.19992 | 342.5255 | 0.09996 | 0 | 0 | 0.19992
2017-12-14 18:00 | 288.8618 | 0.86098 |  | 308.5756 | 0.026322 | 0 | 0 | 0.052644 | 317.702 | 0.046117 | 0 | 0 | 0.092235 | 324.6759 | 0.061244 | 0 | 0 | 0.12249 | 324.8481 | 0.061617 | 0 | 0 | 0.12323 | 325.1064 | 0.062178 | 0 | 0 | 0.12436 | 325.3647 | 0.062738 | 0 | 0 | 0.12548 | 325.623 | 0.063298 | 0 | 0 | 0.1266 | 325.8813 | 0.063858 | 0 | 0 | 0.12772 | 326.1396 | 0.064418 | 0 | 0 | 0.12884 | 326.3979 | 0.064979 | 0 | 0 | 0.12996 | 326.6562 | 0.065539 | 0 | 0 | 0.13108 | 326.8284 | 0.065912 | 0 | 0 | 0.13182 | 327.0867 | 0.066473 | 0 | 0 | 0.13295 | 327.345 | 0.067033 | 0 | 0 | 0.13407 | 327.6033 | 0.067593 | 0 | 0 | 0.13519 | 327.7755 | 0.067967 | 0 | 0 | 0.13593 | 328.0338 | 0.068527 | 0 | 0 | 0.13705 | 328.206 | 0.0689 | 0 | 0 | 0.1378 | 328.3782 | 0.069274 | 0 | 0 | 0.13855 | 328.6365 | 0.069834 | 0 | 0 | 0.13967 | 328.8087 | 0.070208 | 0 | 0 | 0.14042 | 329.067 | 0.070768 | 0 | 0 | 0.14154 | 329.2391 | 0.071141 | 0 | 0 | 0.14228 | 329.4974 | 0.071702 | 0 | 0 | 0.1434 | 329.6696 | 0.072075 | 0 | 0 | 0.14415 | 329.6696 | 0.072075 | 0 | 0 | 0.14415
2017-12-14 19:00 | 288.6446 | 0.86033 |  | 308.3435 | 0.025819 | 0 | 0 | 0.051637 | 317.463 | 0.045599 | 0 | 0 | 0.091198 | 324.4317 | 0.060714 | 0 | 0 | 0.12143 | 324.6038 | 0.061087 | 0 | 0 | 0.12217 | 324.8619 | 0.061647 | 0 | 0 | 0.12329 | 325.12 | 0.062207 | 0 | 0 | 0.12441 | 325.3781 | 0.062767 | 0 | 0 | 0.12553 | 325.6362 | 0.063327 | 0 | 0 | 0.12665 | 325.8943 | 0.063886 | 0 | 0 | 0.12777 | 326.1524 | 0.064446 | 0 | 0 | 0.12889 | 326.4105 | 0.065006 | 0 | 0 | 0.13001 | 326.5826 | 0.065379 | 0 | 0 | 0.13076 | 326.8407 | 0.065939 | 0 | 0 | 0.13188 | 327.0988 | 0.066499 | 0 | 0 | 0.133 | 327.3569 | 0.067059 | 0 | 0 | 0.13412 | 327.5289 | 0.067432 | 0 | 0 | 0.13486 | 327.787 | 0.067992 | 0 | 0 | 0.13598 | 327.9591 | 0.068365 | 0 | 0 | 0.13673 | 328.1312 | 0.068738 | 0 | 0 | 0.13748 | 328.3893 | 0.069298 | 0 | 0 | 0.1386 | 328.5613 | 0.069671 | 0 | 0 | 0.13934 | 328.8194 | 0.070231 | 0 | 0 | 0.14046 | 328.9915 | 0.070604 | 0 | 0 | 0.14121 | 329.2496 | 0.071164 | 0 | 0 | 0.14233 | 329.4217 | 0.071537 | 0 | 0 | 0.14307 | 329.4217 | 0.071537 | 0 | 0 | 0.14307
2017-12-14 20:00 | 286.009 | 0.85248 |  | 305.5281 | 0.019712 | 0 | 0 | 0.039424 | 314.5644 | 0.039312 | 0 | 0 | 0.078623 | 321.4694 | 0.054289 | 0 | 0 | 0.10858 | 321.6399 | 0.054659 | 0 | 0 | 0.10932 | 321.8957 | 0.055213 | 0 | 0 | 0.11043 | 322.1514 | 0.055768 | 0 | 0 | 0.11154 | 322.4072 | 0.056323 | 0 | 0 | 0.11265 | 322.6629 | 0.056877 | 0 | 0 | 0.11375 | 322.9186 | 0.057432 | 0 | 0 | 0.11486 | 323.1744 | 0.057987 | 0 | 0 | 0.11597 | 323.4301 | 0.058542 | 0 | 0 | 0.11708 | 323.6006 | 0.058911 | 0 | 0 | 0.11782 | 323.8564 | 0.059466 | 0 | 0 | 0.11893 | 324.1121 | 0.060021 | 0 | 0 | 0.12004 | 324.3679 | 0.060576 | 0 | 0 | 0.12115 | 324.5383 | 0.060945 | 0 | 0 | 0.12189 | 324.7941 | 0.0615 | 0 | 0 | 0.123 | 324.9646 | 0.06187 | 0 | 0 | 0.12374 | 325.1351 | 0.06224 | 0 | 0 | 0.12448 | 325.3908 | 0.062794 | 0 | 0 | 0.12559 | 325.5613 | 0.063164 | 0 | 0 | 0.12633 | 325.8171 | 0.063719 | 0 | 0 | 0.12744 | 325.9876 | 0.064089 | 0 | 0 | 0.12818 | 326.2433 | 0.064643 | 0 | 0 | 0.12929 | 326.4138 | 0.065013 | 0 | 0 | 0.13003 | 326.4138 | 0.065013 | 0 | 0 | 0.13003
2017-12-14 21:00 | 288.4213 | 0.85967 |  | 308.105 | 0.025301 | 0 | 0 | 0.050603 | 317.2175 | 0.045066 | 0 | 0 | 0.090133 | 324.1808 | 0.06017 | 0 | 0 | 0.12034 | 324.3527 | 0.060543 | 0 | 0 | 0.12109 | 324.6106 | 0.061102 | 0 | 0 | 0.1222 | 324.8685 | 0.061661 | 0 | 0 | 0.12332 | 325.1264 | 0.062221 | 0 | 0 | 0.12444 | 325.3843 | 0.06278 | 0 | 0 | 0.12556 | 325.6422 | 0.06334 | 0 | 0 | 0.12668 | 325.9001 | 0.063899 | 0 | 0 | 0.1278 | 326.158 | 0.064458 | 0 | 0 | 0.12892 | 326.3299 | 0.064831 | 0 | 0 | 0.12966 | 326.5878 | 0.065391 | 0 | 0 | 0.13078 | 326.8457 | 0.06595 | 0 | 0 | 0.1319 | 327.1036 | 0.066509 | 0 | 0 | 0.13302 | 327.2756 | 0.066882 | 0 | 0 | 0.13376 | 327.5335 | 0.067442 | 0 | 0 | 0.13488 | 327.7054 | 0.067815 | 0 | 0 | 0.13563 | 327.8773 | 0.068188 | 0 | 0 | 0.13638 | 328.1352 | 0.068747 | 0 | 0 | 0.13749 | 328.3072 | 0.06912 | 0 | 0 | 0.13824 | 328.5651 | 0.069679 | 0 | 0 | 0.13936 | 328.737 | 0.070052 | 0 | 0 | 0.1401 | 328.9949 | 0.070612 | 0 | 0 | 0.14122 | 329.1669 | 0.070985 | 0 | 0 | 0.14197 | 329.1669 | 0.070985 | 0 | 0 | 0.14197
2017-12-14 22:00 | 288.7217 | 0.86056 |  | 308.4259 | 0.025997 | 0 | 0 | 0.051995 | 317.5479 | 0.045783 | 0 | 0 | 0.091566 | 324.5184 | 0.060902 | 0 | 0 | 0.1218 | 324.6906 | 0.061275 | 0 | 0 | 0.12255 | 324.9487 | 0.061835 | 0 | 0 | 0.12367 | 325.2069 | 0.062395 | 0 | 0 | 0.12479 | 325.4651 | 0.062955 | 0 | 0 | 0.12591 | 325.7232 | 0.063515 | 0 | 0 | 0.12703 | 325.9814 | 0.064075 | 0 | 0 | 0.12815 | 326.2396 | 0.064635 | 0 | 0 | 0.12927 | 326.4977 | 0.065195 | 0 | 0 | 0.13039 | 326.6698 | 0.065569 | 0 | 0 | 0.13114 | 326.928 | 0.066129 | 0 | 0 | 0.13226 | 327.1862 | 0.066688 | 0 | 0 | 0.13338 | 327.4444 | 0.067248 | 0 | 0 | 0.1345 | 327.6165 | 0.067622 | 0 | 0 | 0.13524 | 327.8746 | 0.068182 | 0 | 0 | 0.13636 | 328.0467 | 0.068555 | 0 | 0 | 0.13711 | 328.2189 | 0.068928 | 0 | 0 | 0.13786 | 328.477 | 0.069488 | 0 | 0 | 0.13898 | 328.6491 | 0.069862 | 0 | 0 | 0.13972 | 328.9073 | 0.070422 | 0 | 0 | 0.14084 | 329.0794 | 0.070795 | 0 | 0 | 0.14159 | 329.3376 | 0.071355 | 0 | 0 | 0.14271 | 329.5097 | 0.071728 | 0 | 0 | 0.14346 | 329.5097 | 0.071728 | 0 | 0 | 0.14346
2017-12-14 23:00 | 289.0443 | 0.86152 |  | 308.7705 | 0.026745 | 0 | 0 | 0.05349 | 317.9027 | 0.046552 | 0 | 0 | 0.093105 | 324.881 | 0.061689 | 0 | 0 | 0.12338 | 325.0533 | 0.062062 | 0 | 0 | 0.12412 | 325.3118 | 0.062623 | 0 | 0 | 0.12525 | 325.5702 | 0.063183 | 0 | 0 | 0.12637 | 325.8287 | 0.063744 | 0 | 0 | 0.12749 | 326.0871 | 0.064305 | 0 | 0 | 0.12861 | 326.3456 | 0.064865 | 0 | 0 | 0.12973 | 326.6041 | 0.065426 | 0 | 0 | 0.13085 | 326.8625 | 0.065986 | 0 | 0 | 0.13197 | 327.0348 | 0.06636 | 0 | 0 | 0.13272 | 327.2933 | 0.066921 | 0 | 0 | 0.13384 | 327.5517 | 0.067481 | 0 | 0 | 0.13496 | 327.8102 | 0.068042 | 0 | 0 | 0.13608 | 327.9825 | 0.068416 | 0 | 0 | 0.13683 | 328.2409 | 0.068976 | 0 | 0 | 0.13795 | 328.4133 | 0.06935 | 0 | 0 | 0.1387 | 328.5856 | 0.069724 | 0 | 0 | 0.13945 | 328.844 | 0.070284 | 0 | 0 | 0.14057 | 329.0163 | 0.070658 | 0 | 0 | 0.14132 | 329.2748 | 0.071219 | 0 | 0 | 0.14244 | 329.4471 | 0.071592 | 0 | 0 | 0.14318 | 329.7055 | 0.072153 | 0 | 0 | 0.14431 | 329.8778 | 0.072527 | 0 | 0 | 0.14505 | 329.8778 | 0.072527 | 0 | 0 | 0.14505
2017-12-15 | 290.4723 | 0.86578 |  | 310.296 | 0.030054 | 0 | 0 | 0.060107 | 319.4733 | 0.049959 | 0 | 0 | 0.099918 | 326.4861 | 0.06517 | 0 | 0 | 0.13034 | 326.6593 | 0.065546 | 0 | 0 | 0.13109 | 326.919 | 0.066109 | 0 | 0 | 0.13222 | 327.1788 | 0.066672 | 0 | 0 | 0.13334 | 327.4385 | 0.067236 | 0 | 0 | 0.13447 | 327.6982 | 0.067799 | 0 | 0 | 0.1356 | 327.958 | 0.068362 | 0 | 0 | 0.13672 | 328.2177 | 0.068926 | 0 | 0 | 0.13785 | 328.4774 | 0.069489 | 0 | 0 | 0.13898 | 328.6506 | 0.069865 | 0 | 0 | 0.13973 | 328.9103 | 0.070428 | 0 | 0 | 0.14086 | 329.1701 | 0.070992 | 0 | 0 | 0.14198 | 329.4298 | 0.071555 | 0 | 0 | 0.14311 | 329.603 | 0.07193 | 0 | 0 | 0.14386 | 329.8627 | 0.072494 | 0 | 0 | 0.14499 | 330.0358 | 0.072869 | 0 | 0 | 0.14574 | 330.209 | 0.073245 | 0 | 0 | 0.14649 | 330.4687 | 0.073808 | 0 | 0 | 0.14762 | 330.6419 | 0.074184 | 0 | 0 | 0.14837 | 330.9016 | 0.074747 | 0 | 0 | 0.14949 | 331.0748 | 0.075123 | 0 | 0 | 0.15025 | 331.3345 | 0.075686 | 0 | 0 | 0.15137 | 331.5077 | 0.076062 | 0 | 0 | 0.15212 | 331.5077 | 0.076062 | 0 | 0 | 0.15212
2017-12-15 01:00 | 286.956 | 0.8553 |  | 306.5397 | 0.021906 | 0 | 0 | 0.043813 | 315.6059 | 0.041571 | 0 | 0 | 0.083142 | 322.5338 | 0.056598 | 0 | 0 | 0.1132 | 322.7049 | 0.056969 | 0 | 0 | 0.11394 | 322.9615 | 0.057525 | 0 | 0 | 0.11505 | 323.2181 | 0.058082 | 0 | 0 | 0.11616 | 323.4747 | 0.058638 | 0 | 0 | 0.11728 | 323.7313 | 0.059195 | 0 | 0 | 0.11839 | 323.9879 | 0.059751 | 0 | 0 | 0.1195 | 324.2444 | 0.060308 | 0 | 0 | 0.12062 | 324.501 | 0.060864 | 0 | 0 | 0.12173 | 324.6721 | 0.061235 | 0 | 0 | 0.12247 | 324.9287 | 0.061792 | 0 | 0 | 0.12358 | 325.1853 | 0.062349 | 0 | 0 | 0.1247 | 325.4419 | 0.062905 | 0 | 0 | 0.12581 | 325.6129 | 0.063276 | 0 | 0 | 0.12655 | 325.8695 | 0.063833 | 0 | 0 | 0.12767 | 326.0406 | 0.064204 | 0 | 0 | 0.12841 | 326.2116 | 0.064575 | 0 | 0 | 0.12915 | 326.4682 | 0.065131 | 0 | 0 | 0.13026 | 326.6393 | 0.065502 | 0 | 0 | 0.131 | 326.8959 | 0.066059 | 0 | 0 | 0.13212 | 327.0669 | 0.06643 | 0 | 0 | 0.13286 | 327.3235 | 0.066986 | 0 | 0 | 0.13397 | 327.4946 | 0.067357 | 0 | 0 | 0.13471 | 327.4946 | 0.067357 | 0 | 0 | 0.13471
2017-12-15 02:00 | 291.4264 | 0.86862 |  | 311.3152 | 0.032264 | 0 | 0 | 0.064528 | 320.5226 | 0.052235 | 0 | 0 | 0.10447 | 327.5585 | 0.067496 | 0 | 0 | 0.13499 | 327.7322 | 0.067873 | 0 | 0 | 0.13575 | 327.9928 | 0.068438 | 0 | 0 | 0.13688 | 328.2534 | 0.069003 | 0 | 0 | 0.13801 | 328.5139 | 0.069568 | 0 | 0 | 0.13914 | 328.7745 | 0.070134 | 0 | 0 | 0.14027 | 329.0351 | 0.070699 | 0 | 0 | 0.1414 | 329.2957 | 0.071264 | 0 | 0 | 0.14253 | 329.5563 | 0.071829 | 0 | 0 | 0.14366 | 329.73 | 0.072206 | 0 | 0 | 0.14441 | 329.9906 | 0.072771 | 0 | 0 | 0.14554 | 330.2512 | 0.073336 | 0 | 0 | 0.14667 | 330.5118 | 0.073902 | 0 | 0 | 0.1478 | 330.6855 | 0.074279 | 0 | 0 | 0.14856 | 330.9461 | 0.074844 | 0 | 0 | 0.14969 | 331.1198 | 0.075221 | 0 | 0 | 0.15044 | 331.2935 | 0.075597 | 0 | 0 | 0.15119 | 331.5541 | 0.076163 | 0 | 0 | 0.15233 | 331.7279 | 0.076539 | 0 | 0 | 0.15308 | 331.9884 | 0.077105 | 0 | 0 | 0.15421 | 332.1622 | 0.077481 | 0 | 0 | 0.15496 | 332.4228 | 0.078047 | 0 | 0 | 0.15609 | 332.5965 | 0.078423 | 0 | 0 | 0.15685 | 332.5965 | 0.078423 | 0 | 0 | 0.15685
2017-12-15 03:00 | 291.2652 | 0.86814 |  | 311.143 | 0.031891 | 0 | 0 | 0.063781 | 320.3453 | 0.051851 | 0 | 0 | 0.1037 | 327.3773 | 0.067103 | 0 | 0 | 0.13421 | 327.5509 | 0.06748 | 0 | 0 | 0.13496 | 327.8113 | 0.068044 | 0 | 0 | 0.13609 | 328.0718 | 0.068609 | 0 | 0 | 0.13722 | 328.3322 | 0.069174 | 0 | 0 | 0.13835 | 328.5927 | 0.069739 | 0 | 0 | 0.13948 | 328.8531 | 0.070304 | 0 | 0 | 0.14061 | 329.1136 | 0.070869 | 0 | 0 | 0.14174 | 329.374 | 0.071434 | 0 | 0 | 0.14287 | 329.5476 | 0.07181 | 0 | 0 | 0.14362 | 329.8081 | 0.072375 | 0 | 0 | 0.14475 | 330.0685 | 0.07294 | 0 | 0 | 0.14588 | 330.329 | 0.073505 | 0 | 0 | 0.14701 | 330.5026 | 0.073882 | 0 | 0 | 0.14776 | 330.763 | 0.074447 | 0 | 0 | 0.14889 | 330.9367 | 0.074823 | 0 | 0 | 0.14965 | 331.1103 | 0.0752 | 0 | 0 | 0.1504 | 331.3707 | 0.075765 | 0 | 0 | 0.15153 | 331.5444 | 0.076141 | 0 | 0 | 0.15228 | 331.8048 | 0.076706 | 0 | 0 | 0.15341 | 331.9784 | 0.077083 | 0 | 0 | 0.15417 | 332.2389 | 0.077648 | 0 | 0 | 0.1553 | 332.4125 | 0.078024 | 0 | 0 | 0.15605 | 332.4125 | 0.078024 | 0 | 0 | 0.15605
2017-12-15 04:00 | 288.5206 | 0.85996 |  | 308.2111 | 0.025532 | 0 | 0 | 0.051063 | 317.3267 | 0.045303 | 0 | 0 | 0.090607 | 324.2924 | 0.060412 | 0 | 0 | 0.12082 | 324.4644 | 0.060785 | 0 | 0 | 0.12157 | 324.7224 | 0.061345 | 0 | 0 | 0.12269 | 324.9804 | 0.061904 | 0 | 0 | 0.12381 | 325.2384 | 0.062464 | 0 | 0 | 0.12493 | 325.4964 | 0.063023 | 0 | 0 | 0.12605 | 325.7544 | 0.063583 | 0 | 0 | 0.12717 | 326.0124 | 0.064142 | 0 | 0 | 0.12828 | 326.2704 | 0.064702 | 0 | 0 | 0.1294 | 326.4423 | 0.065075 | 0 | 0 | 0.13015 | 326.7003 | 0.065635 | 0 | 0 | 0.13127 | 326.9583 | 0.066194 | 0 | 0 | 0.13239 | 327.2163 | 0.066754 | 0 | 0 | 0.13351 | 327.3883 | 0.067127 | 0 | 0 | 0.13425 | 327.6463 | 0.067686 | 0 | 0 | 0.13537 | 327.8183 | 0.06806 | 0 | 0 | 0.13612 | 327.9903 | 0.068433 | 0 | 0 | 0.13687 | 328.2483 | 0.068992 | 0 | 0 | 0.13798 | 328.4203 | 0.069365 | 0 | 0 | 0.13873 | 328.6783 | 0.069925 | 0 | 0 | 0.13985 | 328.8502 | 0.070298 | 0 | 0 | 0.1406 | 329.1082 | 0.070857 | 0 | 0 | 0.14171 | 329.2802 | 0.07123 | 0 | 0 | 0.14246 | 329.2802 | 0.07123 | 0 | 0 | 0.14246
2017-12-15 05:00 | 293.9212 | 0.87606 |  | 313.9803 | 0.038045 | 0 | 0 | 0.07609 | 323.2665 | 0.058187 | 0 | 0 | 0.11637 | 330.3626 | 0.073578 | 0 | 0 | 0.14716 | 330.5378 | 0.073958 | 0 | 0 | 0.14792 | 330.8006 | 0.074528 | 0 | 0 | 0.14906 | 331.0634 | 0.075098 | 0 | 0 | 0.1502 | 331.3263 | 0.075668 | 0 | 0 | 0.15134 | 331.5891 | 0.076238 | 0 | 0 | 0.15248 | 331.8519 | 0.076808 | 0 | 0 | 0.15362 | 332.1147 | 0.077378 | 0 | 0 | 0.15476 | 332.3775 | 0.077949 | 0 | 0 | 0.1559 | 332.5527 | 0.078329 | 0 | 0 | 0.15666 | 332.8156 | 0.078899 | 0 | 0 | 0.1578 | 333.0784 | 0.079469 | 0 | 0 | 0.15894 | 333.3412 | 0.080039 | 0 | 0 | 0.16008 | 333.5164 | 0.080419 | 0 | 0 | 0.16084 | 333.7792 | 0.080989 | 0 | 0 | 0.16198 | 333.9544 | 0.081369 | 0 | 0 | 0.16274 | 334.1297 | 0.081749 | 0 | 0 | 0.1635 | 334.3925 | 0.082319 | 0 | 0 | 0.16464 | 334.5677 | 0.082699 | 0 | 0 | 0.1654 | 334.8305 | 0.083269 | 0 | 0 | 0.16654 | 335.0057 | 0.083649 | 0 | 0 | 0.1673 | 335.2685 | 0.084219 | 0 | 0 | 0.16844 | 335.4437 | 0.084599 | 0 | 0 | 0.1692 | 335.4437 | 0.084599 | 0 | 0 | 0.1692
2017-12-15 06:00 | 280.5817 | 0.8363 |  | 299.7304 | 0.0071369 | 0 | 0 | 0.014274 | 308.5952 | 0.026365 | 0 | 0 | 0.052729 | 315.3692 | 0.041057 | 0 | 0 | 0.082115 | 315.5365 | 0.04142 | 0 | 0 | 0.082841 | 315.7874 | 0.041964 | 0 | 0 | 0.083929 | 316.0383 | 0.042509 | 0 | 0 | 0.085017 | 316.2892 | 0.043053 | 0 | 0 | 0.086106 | 316.5401 | 0.043597 | 0 | 0 | 0.087194 | 316.7909 | 0.044141 | 0 | 0 | 0.088282 | 317.0418 | 0.044685 | 0 | 0 | 0.089371 | 317.2927 | 0.04523 | 0 | 0 | 0.090459 | 317.46 | 0.045592 | 0 | 0 | 0.091185 | 317.7109 | 0.046137 | 0 | 0 | 0.092273 | 317.9618 | 0.046681 | 0 | 0 | 0.093361 | 318.2127 | 0.047225 | 0 | 0 | 0.09445 | 318.3799 | 0.047588 | 0 | 0 | 0.095175 | 318.6308 | 0.048132 | 0 | 0 | 0.096264 | 318.7981 | 0.048495 | 0 | 0 | 0.096989 | 318.9653 | 0.048857 | 0 | 0 | 0.097715 | 319.2162 | 0.049402 | 0 | 0 | 0.098803 | 319.3835 | 0.049764 | 0 | 0 | 0.099529 | 319.6344 | 0.050309 | 0 | 0 | 0.10062 | 319.8016 | 0.050671 | 0 | 0 | 0.10134 | 320.0525 | 0.051216 | 0 | 0 | 0.10243 | 320.2198 | 0.051578 | 0 | 0 | 0.10316 | 320.2198 | 0.051578 | 0 | 0 | 0.10316
2017-12-15 07:00 | 287.3222 | 0.85639 |  | 306.9309 | 0.022755 | 0 | 0 | 0.045509 | 316.0086 | 0.042444 | 0 | 0 | 0.084889 | 322.9454 | 0.05749 | 0 | 0 | 0.11498 | 323.1167 | 0.057862 | 0 | 0 | 0.11572 | 323.3736 | 0.058419 | 0 | 0 | 0.11684 | 323.6305 | 0.058976 | 0 | 0 | 0.11795 | 323.8874 | 0.059533 | 0 | 0 | 0.11907 | 324.1444 | 0.060091 | 0 | 0 | 0.12018 | 324.4013 | 0.060648 | 0 | 0 | 0.1213 | 324.6582 | 0.061205 | 0 | 0 | 0.12241 | 324.9151 | 0.061763 | 0 | 0 | 0.12353 | 325.0864 | 0.062134 | 0 | 0 | 0.12427 | 325.3433 | 0.062691 | 0 | 0 | 0.12538 | 325.6002 | 0.063249 | 0 | 0 | 0.1265 | 325.8571 | 0.063806 | 0 | 0 | 0.12761 | 326.0284 | 0.064177 | 0 | 0 | 0.12835 | 326.2853 | 0.064735 | 0 | 0 | 0.12947 | 326.4566 | 0.065106 | 0 | 0 | 0.13021 | 326.6279 | 0.065478 | 0 | 0 | 0.13096 | 326.8848 | 0.066035 | 0 | 0 | 0.13207 | 327.0561 | 0.066406 | 0 | 0 | 0.13281 | 327.313 | 0.066964 | 0 | 0 | 0.13393 | 327.4843 | 0.067335 | 0 | 0 | 0.13467 | 327.7412 | 0.067892 | 0 | 0 | 0.13578 | 327.9125 | 0.068264 | 0 | 0 | 0.13653 | 327.9125 | 0.068264 | 0 | 0 | 0.13653
2017-12-15 08:00 | 284.2695 | 0.84729 |  | 303.6699 | 0.015682 | 0 | 0 | 0.031363 | 312.6512 | 0.035162 | 0 | 0 | 0.070324 | 319.5142 | 0.050048 | 0 | 0 | 0.1001 | 319.6837 | 0.050416 | 0 | 0 | 0.10083 | 319.9379 | 0.050967 | 0 | 0 | 0.10193 | 320.1921 | 0.051518 | 0 | 0 | 0.10304 | 320.4463 | 0.05207 | 0 | 0 | 0.10414 | 320.7004 | 0.052621 | 0 | 0 | 0.10524 | 320.9546 | 0.053172 | 0 | 0 | 0.10634 | 321.2088 | 0.053724 | 0 | 0 | 0.10745 | 321.463 | 0.054275 | 0 | 0 | 0.10855 | 321.6325 | 0.054642 | 0 | 0 | 0.10928 | 321.8867 | 0.055194 | 0 | 0 | 0.11039 | 322.1408 | 0.055745 | 0 | 0 | 0.11149 | 322.395 | 0.056296 | 0 | 0 | 0.11259 | 322.5645 | 0.056664 | 0 | 0 | 0.11333 | 322.8187 | 0.057215 | 0 | 0 | 0.11443 | 322.9881 | 0.057583 | 0 | 0 | 0.11517 | 323.1576 | 0.05795 | 0 | 0 | 0.1159 | 323.4118 | 0.058502 | 0 | 0 | 0.117 | 323.5812 | 0.058869 | 0 | 0 | 0.11774 | 323.8354 | 0.059421 | 0 | 0 | 0.11884 | 324.0049 | 0.059788 | 0 | 0 | 0.11958 | 324.2591 | 0.06034 | 0 | 0 | 0.12068 | 324.4285 | 0.060707 | 0 | 0 | 0.12141 | 324.4285 | 0.060707 | 0 | 0 | 0.12141
2017-12-15 09:00 | 283.5376 | 0.84511 |  | 302.888 | 0.013986 | 0 | 0 | 0.027971 | 311.8462 | 0.033416 | 0 | 0 | 0.066832 | 318.6916 | 0.048264 | 0 | 0 | 0.096527 | 318.8606 | 0.04863 | 0 | 0 | 0.097261 | 319.1142 | 0.04918 | 0 | 0 | 0.09836 | 319.3677 | 0.04973 | 0 | 0 | 0.09946 | 319.6212 | 0.05028 | 0 | 0 | 0.10056 | 319.8748 | 0.05083 | 0 | 0 | 0.10166 | 320.1283 | 0.05138 | 0 | 0 | 0.10276 | 320.3818 | 0.05193 | 0 | 0 | 0.10386 | 320.6354 | 0.05248 | 0 | 0 | 0.10496 | 320.8044 | 0.052846 | 0 | 0 | 0.10569 | 321.0579 | 0.053396 | 0 | 0 | 0.10679 | 321.3114 | 0.053946 | 0 | 0 | 0.10789 | 321.565 | 0.054496 | 0 | 0 | 0.10899 | 321.734 | 0.054863 | 0 | 0 | 0.10973 | 321.9875 | 0.055413 | 0 | 0 | 0.11083 | 322.1566 | 0.055779 | 0 | 0 | 0.11156 | 322.3256 | 0.056146 | 0 | 0 | 0.11229 | 322.5791 | 0.056696 | 0 | 0 | 0.11339 | 322.7481 | 0.057062 | 0 | 0 | 0.11412 | 323.0017 | 0.057612 | 0 | 0 | 0.11522 | 323.1707 | 0.057979 | 0 | 0 | 0.11596 | 323.4242 | 0.058529 | 0 | 0 | 0.11706 | 323.5932 | 0.058895 | 0 | 0 | 0.11779 | 323.5932 | 0.058895 | 0 | 0 | 0.11779
2017-12-15 10:00 | 275.6421 | 0.82158 |  | 294.4537 | 0 | 0 | 0 | 0 | 303.1624 | 0.014581 | 0 | 0 | 0.029162 | 309.8172 | 0.029015 | 0 | 0 | 0.05803 | 309.9815 | 0.029371 | 0 | 0 | 0.058743 | 310.228 | 0.029906 | 0 | 0 | 0.059812 | 310.4744 | 0.030441 | 0 | 0 | 0.060881 | 310.7209 | 0.030975 | 0 | 0 | 0.061951 | 310.9674 | 0.03151 | 0 | 0 | 0.06302 | 311.2139 | 0.032044 | 0 | 0 | 0.064089 | 311.4603 | 0.032579 | 0 | 0 | 0.065158 | 311.7068 | 0.033114 | 0 | 0 | 0.066227 | 311.8711 | 0.03347 | 0 | 0 | 0.06694 | 312.1176 | 0.034005 | 0 | 0 | 0.068009 | 312.3641 | 0.034539 | 0 | 0 | 0.069079 | 312.6105 | 0.035074 | 0 | 0 | 0.070148 | 312.7749 | 0.03543 | 0 | 0 | 0.070861 | 313.0213 | 0.035965 | 0 | 0 | 0.07193 | 313.1856 | 0.036321 | 0 | 0 | 0.072643 | 313.35 | 0.036678 | 0 | 0 | 0.073355 | 313.5964 | 0.037212 | 0 | 0 | 0.074425 | 313.7607 | 0.037569 | 0 | 0 | 0.075137 | 314.0072 | 0.038103 | 0 | 0 | 0.076207 | 314.1715 | 0.03846 | 0 | 0 | 0.076919 | 314.418 | 0.038994 | 0 | 0 | 0.077989 | 314.5823 | 0.039351 | 0 | 0 | 0.078701 | 314.5823 | 0.039351 | 0 | 0 | 0.078701
2017-12-15 11:00 | 278.5794 | 0.83033 |  | 297.5914 | 0.0024974 | 0 | 0 | 0.0049949 | 306.393 | 0.021588 | 0 | 0 | 0.043176 | 313.1187 | 0.036176 | 0 | 0 | 0.072352 | 313.2847 | 0.036536 | 0 | 0 | 0.073072 | 313.5338 | 0.037077 | 0 | 0 | 0.074153 | 313.7829 | 0.037617 | 0 | 0 | 0.075234 | 314.032 | 0.038157 | 0 | 0 | 0.076314 | 314.2811 | 0.038697 | 0 | 0 | 0.077395 | 314.5302 | 0.039238 | 0 | 0 | 0.078475 | 314.7793 | 0.039778 | 0 | 0 | 0.079556 | 315.0284 | 0.040318 | 0 | 0 | 0.080637 | 315.1945 | 0.040678 | 0 | 0 | 0.081357 | 315.4436 | 0.041219 | 0 | 0 | 0.082438 | 315.6927 | 0.041759 | 0 | 0 | 0.083518 | 315.9418 | 0.042299 | 0 | 0 | 0.084599 | 316.1079 | 0.04266 | 0 | 0 | 0.085319 | 316.357 | 0.0432 | 0 | 0 | 0.0864 | 316.523 | 0.04356 | 0 | 0 | 0.08712 | 316.6891 | 0.04392 | 0 | 0 | 0.087841 | 316.9382 | 0.044461 | 0 | 0 | 0.088921 | 317.1043 | 0.044821 | 0 | 0 | 0.089642 | 317.3534 | 0.045361 | 0 | 0 | 0.090722 | 317.5194 | 0.045721 | 0 | 0 | 0.091443 | 317.7685 | 0.046262 | 0 | 0 | 0.092523 | 317.9346 | 0.046622 | 0 | 0 | 0.093244 | 317.9346 | 0.046622 | 0 | 0 | 0.093244
2017-12-15 12:00 | 289.0342 | 0.86149 |  | 308.7597 | 0.026721 | 0 | 0 | 0.053443 | 317.8915 | 0.046528 | 0 | 0 | 0.093057 | 324.8696 | 0.061664 | 0 | 0 | 0.12333 | 325.0419 | 0.062038 | 0 | 0 | 0.12408 | 325.3004 | 0.062598 | 0 | 0 | 0.1252 | 325.5588 | 0.063159 | 0 | 0 | 0.12632 | 325.8173 | 0.063719 | 0 | 0 | 0.12744 | 326.0757 | 0.06428 | 0 | 0 | 0.12856 | 326.3342 | 0.06484 | 0 | 0 | 0.12968 | 326.5926 | 0.065401 | 0 | 0 | 0.1308 | 326.8511 | 0.065962 | 0 | 0 | 0.13192 | 327.0234 | 0.066335 | 0 | 0 | 0.13267 | 327.2818 | 0.066896 | 0 | 0 | 0.13379 | 327.5403 | 0.067457 | 0 | 0 | 0.13491 | 327.7987 | 0.068017 | 0 | 0 | 0.13603 | 327.971 | 0.068391 | 0 | 0 | 0.13678 | 328.2295 | 0.068951 | 0 | 0 | 0.1379 | 328.4018 | 0.069325 | 0 | 0 | 0.13865 | 328.5741 | 0.069699 | 0 | 0 | 0.1394 | 328.8325 | 0.070259 | 0 | 0 | 0.14052 | 329.0048 | 0.070633 | 0 | 0 | 0.14127 | 329.2633 | 0.071194 | 0 | 0 | 0.14239 | 329.4356 | 0.071567 | 0 | 0 | 0.14313 | 329.694 | 0.072128 | 0 | 0 | 0.14426 | 329.8663 | 0.072502 | 0 | 0 | 0.145 | 329.8663 | 0.072502 | 0 | 0 | 0.145
2017-12-15 13:00 | 280.4079 | 0.83578 |  | 299.5447 | 0.0067342 | 0 | 0 | 0.013468 | 308.404 | 0.02595 | 0 | 0 | 0.0519 | 315.1739 | 0.040634 | 0 | 0 | 0.081268 | 315.341 | 0.040996 | 0 | 0 | 0.081993 | 315.5918 | 0.04154 | 0 | 0 | 0.08308 | 315.8425 | 0.042084 | 0 | 0 | 0.084168 | 316.0932 | 0.042628 | 0 | 0 | 0.085256 | 316.344 | 0.043172 | 0 | 0 | 0.086343 | 316.5947 | 0.043716 | 0 | 0 | 0.087431 | 316.8455 | 0.044259 | 0 | 0 | 0.088519 | 317.0962 | 0.044803 | 0 | 0 | 0.089607 | 317.2633 | 0.045166 | 0 | 0 | 0.090332 | 317.5141 | 0.04571 | 0 | 0 | 0.091419 | 317.7648 | 0.046254 | 0 | 0 | 0.092507 | 318.0155 | 0.046797 | 0 | 0 | 0.093595 | 318.1827 | 0.04716 | 0 | 0 | 0.09432 | 318.4334 | 0.047704 | 0 | 0 | 0.095408 | 318.6006 | 0.048066 | 0 | 0 | 0.096133 | 318.7678 | 0.048429 | 0 | 0 | 0.096858 | 319.0185 | 0.048973 | 0 | 0 | 0.097945 | 319.1856 | 0.049335 | 0 | 0 | 0.098671 | 319.4364 | 0.049879 | 0 | 0 | 0.099758 | 319.6035 | 0.050242 | 0 | 0 | 0.10048 | 319.8543 | 0.050786 | 0 | 0 | 0.10157 | 320.0214 | 0.051148 | 0 | 0 | 0.1023 | 320.0214 | 0.051148 | 0 | 0 | 0.1023
2017-12-15 14:00 | 278.3851 | 0.82975 |  | 297.3838 | 0.0020472 | 0 | 0 | 0.0040944 | 306.1792 | 0.021124 | 0 | 0 | 0.042249 | 312.9002 | 0.035702 | 0 | 0 | 0.071405 | 313.0662 | 0.036062 | 0 | 0 | 0.072124 | 313.3151 | 0.036602 | 0 | 0 | 0.073204 | 313.564 | 0.037142 | 0 | 0 | 0.074284 | 313.813 | 0.037682 | 0 | 0 | 0.075364 | 314.0619 | 0.038222 | 0 | 0 | 0.076444 | 314.3108 | 0.038762 | 0 | 0 | 0.077524 | 314.5598 | 0.039302 | 0 | 0 | 0.078603 | 314.8087 | 0.039842 | 0 | 0 | 0.079683 | 314.9746 | 0.040202 | 0 | 0 | 0.080403 | 315.2236 | 0.040742 | 0 | 0 | 0.081483 | 315.4725 | 0.041281 | 0 | 0 | 0.082563 | 315.7214 | 0.041821 | 0 | 0 | 0.083643 | 315.8874 | 0.042181 | 0 | 0 | 0.084363 | 316.1363 | 0.042721 | 0 | 0 | 0.085442 | 316.3022 | 0.043081 | 0 | 0 | 0.086162 | 316.4682 | 0.043441 | 0 | 0 | 0.086882 | 316.7171 | 0.043981 | 0 | 0 | 0.087962 | 316.8831 | 0.044341 | 0 | 0 | 0.088682 | 317.132 | 0.044881 | 0 | 0 | 0.089762 | 317.2979 | 0.045241 | 0 | 0 | 0.090482 | 317.5469 | 0.045781 | 0 | 0 | 0.091562 | 317.7128 | 0.046141 | 0 | 0 | 0.092281 | 317.7128 | 0.046141 | 0 | 0 | 0.092281
2017-12-15 15:00 | 279.1915 | 0.83216 |  | 298.2453 | 0.0039157 | 0 | 0 | 0.0078313 | 307.0662 | 0.023048 | 0 | 0 | 0.046096 | 313.8066 | 0.037668 | 0 | 0 | 0.075336 | 313.9731 | 0.038029 | 0 | 0 | 0.076058 | 314.2227 | 0.038571 | 0 | 0 | 0.077141 | 314.4724 | 0.039112 | 0 | 0 | 0.078224 | 314.722 | 0.039654 | 0 | 0 | 0.079307 | 314.9717 | 0.040195 | 0 | 0 | 0.08039 | 315.2213 | 0.040737 | 0 | 0 | 0.081473 | 315.471 | 0.041278 | 0 | 0 | 0.082556 | 315.7206 | 0.04182 | 0 | 0 | 0.083639 | 315.887 | 0.042181 | 0 | 0 | 0.084361 | 316.1367 | 0.042722 | 0 | 0 | 0.085444 | 316.3863 | 0.043264 | 0 | 0 | 0.086527 | 316.636 | 0.043805 | 0 | 0 | 0.08761 | 316.8024 | 0.044166 | 0 | 0 | 0.088332 | 317.0521 | 0.044708 | 0 | 0 | 0.089415 | 317.2185 | 0.045069 | 0 | 0 | 0.090137 | 317.3849 | 0.04543 | 0 | 0 | 0.090859 | 317.6346 | 0.045971 | 0 | 0 | 0.091942 | 317.801 | 0.046332 | 0 | 0 | 0.092664 | 318.0506 | 0.046873 | 0 | 0 | 0.093747 | 318.2171 | 0.047234 | 0 | 0 | 0.094469 | 318.4667 | 0.047776 | 0 | 0 | 0.095552 | 318.6332 | 0.048137 | 0 | 0 | 0.096274 | 318.6332 | 0.048137 | 0 | 0 | 0.096274
2017-12-15 16:00 | 287.1026 | 0.85574 |  | 306.6963 | 0.022246 | 0 | 0 | 0.044492 | 315.7671 | 0.04192 | 0 | 0 | 0.083841 | 322.6986 | 0.056955 | 0 | 0 | 0.11391 | 322.8697 | 0.057326 | 0 | 0 | 0.11465 | 323.1264 | 0.057883 | 0 | 0 | 0.11577 | 323.3831 | 0.05844 | 0 | 0 | 0.11688 | 323.6399 | 0.058997 | 0 | 0 | 0.11799 | 323.8966 | 0.059553 | 0 | 0 | 0.11911 | 324.1533 | 0.06011 | 0 | 0 | 0.12022 | 324.41 | 0.060667 | 0 | 0 | 0.12133 | 324.6668 | 0.061224 | 0 | 0 | 0.12245 | 324.8379 | 0.061595 | 0 | 0 | 0.12319 | 325.0946 | 0.062152 | 0 | 0 | 0.1243 | 325.3513 | 0.062709 | 0 | 0 | 0.12542 | 325.6081 | 0.063266 | 0 | 0 | 0.12653 | 325.7792 | 0.063637 | 0 | 0 | 0.12727 | 326.0359 | 0.064194 | 0 | 0 | 0.12839 | 326.2071 | 0.064565 | 0 | 0 | 0.12913 | 326.3782 | 0.064936 | 0 | 0 | 0.12987 | 326.635 | 0.065493 | 0 | 0 | 0.13099 | 326.8061 | 0.065864 | 0 | 0 | 0.13173 | 327.0628 | 0.066421 | 0 | 0 | 0.13284 | 327.234 | 0.066792 | 0 | 0 | 0.13358 | 327.4907 | 0.067349 | 0 | 0 | 0.1347 | 327.6618 | 0.06772 | 0 | 0 | 0.13544 | 327.6618 | 0.06772 | 0 | 0 | 0.13544
2017-12-15 17:00 | 287.8897 | 0.85808 |  | 307.5371 | 0.02407 | 0 | 0 | 0.048139 | 316.6328 | 0.043798 | 0 | 0 | 0.087596 | 323.5833 | 0.058874 | 0 | 0 | 0.11775 | 323.7549 | 0.059246 | 0 | 0 | 0.11849 | 324.0123 | 0.059804 | 0 | 0 | 0.11961 | 324.2697 | 0.060363 | 0 | 0 | 0.12073 | 324.5272 | 0.060921 | 0 | 0 | 0.12184 | 324.7846 | 0.061479 | 0 | 0 | 0.12296 | 325.042 | 0.062038 | 0 | 0 | 0.12408 | 325.2995 | 0.062596 | 0 | 0 | 0.12519 | 325.5569 | 0.063155 | 0 | 0 | 0.12631 | 325.7285 | 0.063527 | 0 | 0 | 0.12705 | 325.9859 | 0.064085 | 0 | 0 | 0.12817 | 326.2433 | 0.064643 | 0 | 0 | 0.12929 | 326.5008 | 0.065202 | 0 | 0 | 0.1304 | 326.6724 | 0.065574 | 0 | 0 | 0.13115 | 326.9298 | 0.066132 | 0 | 0 | 0.13226 | 327.1014 | 0.066505 | 0 | 0 | 0.13301 | 327.273 | 0.066877 | 0 | 0 | 0.13375 | 327.5305 | 0.067435 | 0 | 0 | 0.13487 | 327.7021 | 0.067807 | 0 | 0 | 0.13561 | 327.9595 | 0.068366 | 0 | 0 | 0.13673 | 328.1311 | 0.068738 | 0 | 0 | 0.13748 | 328.3886 | 0.069296 | 0 | 0 | 0.13859 | 328.5602 | 0.069669 | 0 | 0 | 0.13934 | 328.5602 | 0.069669 | 0 | 0 | 0.13934
2017-12-15 18:00 | 289.6303 | 0.86327 |  | 309.3965 | 0.028103 | 0 | 0 | 0.056205 | 318.5471 | 0.04795 | 0 | 0 | 0.095901 | 325.5396 | 0.063117 | 0 | 0 | 0.12623 | 325.7123 | 0.063492 | 0 | 0 | 0.12698 | 325.9713 | 0.064053 | 0 | 0 | 0.12811 | 326.2303 | 0.064615 | 0 | 0 | 0.12923 | 326.4892 | 0.065177 | 0 | 0 | 0.13035 | 326.7482 | 0.065739 | 0 | 0 | 0.13148 | 327.0072 | 0.0663 | 0 | 0 | 0.1326 | 327.2662 | 0.066862 | 0 | 0 | 0.13372 | 327.5252 | 0.067424 | 0 | 0 | 0.13485 | 327.6978 | 0.067798 | 0 | 0 | 0.1356 | 327.9568 | 0.06836 | 0 | 0 | 0.13672 | 328.2158 | 0.068922 | 0 | 0 | 0.13784 | 328.4748 | 0.069483 | 0 | 0 | 0.13897 | 328.6474 | 0.069858 | 0 | 0 | 0.13972 | 328.9064 | 0.07042 | 0 | 0 | 0.14084 | 329.0791 | 0.070794 | 0 | 0 | 0.14159 | 329.2517 | 0.071169 | 0 | 0 | 0.14234 | 329.5107 | 0.07173 | 0 | 0 | 0.14346 | 329.6833 | 0.072105 | 0 | 0 | 0.14421 | 329.9423 | 0.072667 | 0 | 0 | 0.14533 | 330.115 | 0.073041 | 0 | 0 | 0.14608 | 330.374 | 0.073603 | 0 | 0 | 0.14721 | 330.5466 | 0.073977 | 0 | 0 | 0.14795 | 330.5466 | 0.073977 | 0 | 0 | 0.14795
2017-12-15 19:00 | 288.8466 | 0.86094 |  | 308.5593 | 0.026287 | 0 | 0 | 0.052573 | 317.6852 | 0.046081 | 0 | 0 | 0.092162 | 324.6588 | 0.061207 | 0 | 0 | 0.12241 | 324.831 | 0.06158 | 0 | 0 | 0.12316 | 325.0892 | 0.06214 | 0 | 0 | 0.12428 | 325.3475 | 0.0627 | 0 | 0 | 0.1254 | 325.6058 | 0.063261 | 0 | 0 | 0.12652 | 325.8641 | 0.063821 | 0 | 0 | 0.12764 | 326.1224 | 0.064381 | 0 | 0 | 0.12876 | 326.3807 | 0.064941 | 0 | 0 | 0.12988 | 326.6389 | 0.065501 | 0 | 0 | 0.131 | 326.8111 | 0.065875 | 0 | 0 | 0.13175 | 327.0694 | 0.066435 | 0 | 0 | 0.13287 | 327.3277 | 0.066995 | 0 | 0 | 0.13399 | 327.586 | 0.067556 | 0 | 0 | 0.13511 | 327.7581 | 0.067929 | 0 | 0 | 0.13586 | 328.0164 | 0.068489 | 0 | 0 | 0.13698 | 328.1886 | 0.068863 | 0 | 0 | 0.13773 | 328.3608 | 0.069236 | 0 | 0 | 0.13847 | 328.6191 | 0.069796 | 0 | 0 | 0.13959 | 328.7913 | 0.07017 | 0 | 0 | 0.14034 | 329.0496 | 0.07073 | 0 | 0 | 0.14146 | 329.2217 | 0.071104 | 0 | 0 | 0.14221 | 329.48 | 0.071664 | 0 | 0 | 0.14333 | 329.6522 | 0.072037 | 0 | 0 | 0.14407 | 329.6522 | 0.072037 | 0 | 0 | 0.14407
2017-12-15 20:00 | 274.9342 | 0.81947 |  | 293.6975 | 0 | 0 | 0 | 0 | 302.3838 | 0.012892 | 0 | 0 | 0.025784 | 309.0215 | 0.027289 | 0 | 0 | 0.054579 | 309.1854 | 0.027645 | 0 | 0 | 0.05529 | 309.4313 | 0.028178 | 0 | 0 | 0.056356 | 309.6771 | 0.028711 | 0 | 0 | 0.057423 | 309.9229 | 0.029244 | 0 | 0 | 0.058489 | 310.1688 | 0.029778 | 0 | 0 | 0.059555 | 310.4146 | 0.030311 | 0 | 0 | 0.060622 | 310.6605 | 0.030844 | 0 | 0 | 0.061688 | 310.9063 | 0.031377 | 0 | 0 | 0.062755 | 311.0702 | 0.031733 | 0 | 0 | 0.063466 | 311.316 | 0.032266 | 0 | 0 | 0.064532 | 311.5619 | 0.032799 | 0 | 0 | 0.065599 | 311.8077 | 0.033333 | 0 | 0 | 0.066665 | 311.9716 | 0.033688 | 0 | 0 | 0.067376 | 312.2174 | 0.034221 | 0 | 0 | 0.068443 | 312.3813 | 0.034577 | 0 | 0 | 0.069154 | 312.5452 | 0.034932 | 0 | 0 | 0.069864 | 312.7911 | 0.035465 | 0 | 0 | 0.070931 | 312.955 | 0.035821 | 0 | 0 | 0.071642 | 313.2008 | 0.036354 | 0 | 0 | 0.072708 | 313.3647 | 0.03671 | 0 | 0 | 0.073419 | 313.6105 | 0.037243 | 0 | 0 | 0.074486 | 313.7744 | 0.037598 | 0 | 0 | 0.075197 | 313.7744 | 0.037598 | 0 | 0 | 0.075197
2017-12-15 21:00 | 286.8776 | 0.85507 |  | 306.456 | 0.021725 | 0 | 0 | 0.043449 | 315.5197 | 0.041384 | 0 | 0 | 0.082768 | 322.4457 | 0.056406 | 0 | 0 | 0.11281 | 322.6167 | 0.056777 | 0 | 0 | 0.11355 | 322.8732 | 0.057334 | 0 | 0 | 0.11467 | 323.1298 | 0.05789 | 0 | 0 | 0.11578 | 323.3863 | 0.058447 | 0 | 0 | 0.11689 | 323.6428 | 0.059003 | 0 | 0 | 0.11801 | 323.8993 | 0.059559 | 0 | 0 | 0.11912 | 324.1559 | 0.060116 | 0 | 0 | 0.12023 | 324.4124 | 0.060672 | 0 | 0 | 0.12134 | 324.5834 | 0.061043 | 0 | 0 | 0.12209 | 324.8399 | 0.061599 | 0 | 0 | 0.1232 | 325.0964 | 0.062156 | 0 | 0 | 0.12431 | 325.3529 | 0.062712 | 0 | 0 | 0.12542 | 325.524 | 0.063083 | 0 | 0 | 0.12617 | 325.7805 | 0.063639 | 0 | 0 | 0.12728 | 325.9515 | 0.06401 | 0 | 0 | 0.12802 | 326.1225 | 0.064381 | 0 | 0 | 0.12876 | 326.379 | 0.064938 | 0 | 0 | 0.12988 | 326.55 | 0.065309 | 0 | 0 | 0.13062 | 326.8066 | 0.065865 | 0 | 0 | 0.13173 | 326.9776 | 0.066236 | 0 | 0 | 0.13247 | 327.2341 | 0.066792 | 0 | 0 | 0.13358 | 327.4051 | 0.067163 | 0 | 0 | 0.13433 | 327.4051 | 0.067163 | 0 | 0 | 0.13433
2017-12-15 22:00 | 271.6438 | 0.80966 |  | 290.1825 | 0 | 0 | 0 | 0 | 298.7649 | 0.0050427 | 0 | 0 | 0.010085 | 305.3231 | 0.019268 | 0 | 0 | 0.038535 | 305.4851 | 0.019619 | 0 | 0 | 0.039237 | 305.728 | 0.020146 | 0 | 0 | 0.040291 | 305.9709 | 0.020672 | 0 | 0 | 0.041345 | 306.2138 | 0.021199 | 0 | 0 | 0.042399 | 306.4567 | 0.021726 | 0 | 0 | 0.043452 | 306.6996 | 0.022253 | 0 | 0 | 0.044506 | 306.9425 | 0.02278 | 0 | 0 | 0.04556 | 307.1854 | 0.023307 | 0 | 0 | 0.046613 | 307.3473 | 0.023658 | 0 | 0 | 0.047316 | 307.5902 | 0.024185 | 0 | 0 | 0.04837 | 307.8331 | 0.024712 | 0 | 0 | 0.049423 | 308.076 | 0.025238 | 0 | 0 | 0.050477 | 308.2379 | 0.02559 | 0 | 0 | 0.051179 | 308.4808 | 0.026117 | 0 | 0 | 0.052233 | 308.6427 | 0.026468 | 0 | 0 | 0.052936 | 308.8047 | 0.026819 | 0 | 0 | 0.053638 | 309.0476 | 0.027346 | 0 | 0 | 0.054692 | 309.2095 | 0.027697 | 0 | 0 | 0.055394 | 309.4524 | 0.028224 | 0 | 0 | 0.056448 | 309.6143 | 0.028575 | 0 | 0 | 0.05715 | 309.8572 | 0.029102 | 0 | 0 | 0.058204 | 310.0192 | 0.029453 | 0 | 0 | 0.058906 | 310.0192 | 0.029453 | 0 | 0 | 0.058906
2017-12-15 23:00 | 279.592 | 0.83335 |  | 298.6732 | 0.0048438 | 0 | 0 | 0.0096876 | 307.5067 | 0.024004 | 0 | 0 | 0.048007 | 314.2569 | 0.038645 | 0 | 0 | 0.07729 | 314.4235 | 0.039006 | 0 | 0 | 0.078013 | 314.6735 | 0.039549 | 0 | 0 | 0.079097 | 314.9235 | 0.040091 | 0 | 0 | 0.080182 | 315.1735 | 0.040633 | 0 | 0 | 0.081266 | 315.4235 | 0.041175 | 0 | 0 | 0.082351 | 315.6736 | 0.041718 | 0 | 0 | 0.083435 | 315.9236 | 0.04226 | 0 | 0 | 0.08452 | 316.1736 | 0.042802 | 0 | 0 | 0.085604 | 316.3402 | 0.043164 | 0 | 0 | 0.086327 | 316.5902 | 0.043706 | 0 | 0 | 0.087412 | 316.8402 | 0.044248 | 0 | 0 | 0.088496 | 317.0903 | 0.04479 | 0 | 0 | 0.089581 | 317.2569 | 0.045152 | 0 | 0 | 0.090304 | 317.5069 | 0.045694 | 0 | 0 | 0.091388 | 317.6736 | 0.046056 | 0 | 0 | 0.092111 | 317.8403 | 0.046417 | 0 | 0 | 0.092834 | 318.0903 | 0.046959 | 0 | 0 | 0.093919 | 318.2569 | 0.047321 | 0 | 0 | 0.094642 | 318.507 | 0.047863 | 0 | 0 | 0.095726 | 318.6736 | 0.048225 | 0 | 0 | 0.096449 | 318.9236 | 0.048767 | 0 | 0 | 0.097534 | 319.0903 | 0.049128 | 0 | 0 | 0.098257 | 319.0903 | 0.049128 | 0 | 0 | 0.098257
2017-12-16 | 291.9385 | 0.87015 |  | 311.8622 | 0.033451 | 0 | 0 | 0.066902 | 321.0858 | 0.053457 | 0 | 0 | 0.10691 | 328.134 | 0.068744 | 0 | 0 | 0.13749 | 328.3081 | 0.069122 | 0 | 0 | 0.13824 | 328.5691 | 0.069688 | 0 | 0 | 0.13938 | 328.8302 | 0.070254 | 0 | 0 | 0.14051 | 329.0912 | 0.07082 | 0 | 0 | 0.14164 | 329.3523 | 0.071387 | 0 | 0 | 0.14277 | 329.6133 | 0.071953 | 0 | 0 | 0.14391 | 329.8743 | 0.072519 | 0 | 0 | 0.14504 | 330.1354 | 0.073085 | 0 | 0 | 0.14617 | 330.3094 | 0.073463 | 0 | 0 | 0.14693 | 330.5705 | 0.074029 | 0 | 0 | 0.14806 | 330.8315 | 0.074595 | 0 | 0 | 0.14919 | 331.0926 | 0.075161 | 0 | 0 | 0.15032 | 331.2666 | 0.075539 | 0 | 0 | 0.15108 | 331.5276 | 0.076105 | 0 | 0 | 0.15221 | 331.7017 | 0.076483 | 0 | 0 | 0.15297 | 331.8757 | 0.07686 | 0 | 0 | 0.15372 | 332.1367 | 0.077426 | 0 | 0 | 0.15485 | 332.3108 | 0.077804 | 0 | 0 | 0.15561 | 332.5718 | 0.07837 | 0 | 0 | 0.15674 | 332.7458 | 0.078747 | 0 | 0 | 0.15749 | 333.0069 | 0.079314 | 0 | 0 | 0.15863 | 333.1809 | 0.079691 | 0 | 0 | 0.15938 | 333.1809 | 0.079691 | 0 | 0 | 0.15938
2017-12-16 01:00 | 286.8819 | 0.85508 |  | 306.4606 | 0.021735 | 0 | 0 | 0.043469 | 315.5244 | 0.041394 | 0 | 0 | 0.082788 | 322.4506 | 0.056417 | 0 | 0 | 0.11283 | 322.6216 | 0.056788 | 0 | 0 | 0.11358 | 322.8781 | 0.057344 | 0 | 0 | 0.11469 | 323.1346 | 0.057901 | 0 | 0 | 0.1158 | 323.3912 | 0.058457 | 0 | 0 | 0.11691 | 323.6477 | 0.059013 | 0 | 0 | 0.11803 | 323.9042 | 0.05957 | 0 | 0 | 0.11914 | 324.1607 | 0.060126 | 0 | 0 | 0.12025 | 324.4173 | 0.060683 | 0 | 0 | 0.12137 | 324.5883 | 0.061054 | 0 | 0 | 0.12211 | 324.8448 | 0.06161 | 0 | 0 | 0.12322 | 325.1013 | 0.062166 | 0 | 0 | 0.12433 | 325.3578 | 0.062723 | 0 | 0 | 0.12545 | 325.5289 | 0.063094 | 0 | 0 | 0.12619 | 325.7854 | 0.06365 | 0 | 0 | 0.1273 | 325.9564 | 0.064021 | 0 | 0 | 0.12804 | 326.1274 | 0.064392 | 0 | 0 | 0.12878 | 326.3839 | 0.064948 | 0 | 0 | 0.1299 | 326.555 | 0.065319 | 0 | 0 | 0.13064 | 326.8115 | 0.065876 | 0 | 0 | 0.13175 | 326.9825 | 0.066247 | 0 | 0 | 0.13249 | 327.239 | 0.066803 | 0 | 0 | 0.13361 | 327.41 | 0.067174 | 0 | 0 | 0.13435 | 327.41 | 0.067174 | 0 | 0 | 0.13435
2017-12-16 02:00 | 298.8536 | 0.89076 |  | 319.2493 | 0.049473 | 0 | 0 | 0.098947 | 328.6913 | 0.069953 | 0 | 0 | 0.13991 | 335.9065 | 0.085603 | 0 | 0 | 0.17121 | 336.0847 | 0.085989 | 0 | 0 | 0.17198 | 336.3519 | 0.086569 | 0 | 0 | 0.17314 | 336.6191 | 0.087149 | 0 | 0 | 0.1743 | 336.8864 | 0.087728 | 0 | 0 | 0.17546 | 337.1536 | 0.088308 | 0 | 0 | 0.17662 | 337.4208 | 0.088887 | 0 | 0 | 0.17777 | 337.688 | 0.089467 | 0 | 0 | 0.17893 | 337.9553 | 0.090047 | 0 | 0 | 0.18009 | 338.1334 | 0.090433 | 0 | 0 | 0.18087 | 338.4007 | 0.091013 | 0 | 0 | 0.18203 | 338.6679 | 0.091592 | 0 | 0 | 0.18318 | 338.9351 | 0.092172 | 0 | 0 | 0.18434 | 339.1133 | 0.092558 | 0 | 0 | 0.18512 | 339.3805 | 0.093138 | 0 | 0 | 0.18628 | 339.5586 | 0.093524 | 0 | 0 | 0.18705 | 339.7368 | 0.093911 | 0 | 0 | 0.18782 | 340.004 | 0.09449 | 0 | 0 | 0.18898 | 340.1822 | 0.094877 | 0 | 0 | 0.18975 | 340.4494 | 0.095456 | 0 | 0 | 0.19091 | 340.6276 | 0.095843 | 0 | 0 | 0.19169 | 340.8948 | 0.096422 | 0 | 0 | 0.19284 | 341.0729 | 0.096809 | 0 | 0 | 0.19362 | 341.0729 | 0.096809 | 0 | 0 | 0.19362
2017-12-16 03:00 | 303.1867 | 0.90368 |  | 323.8781 | 0.059513 | 0 | 0 | 0.11903 | 333.4571 | 0.08029 | 0 | 0 | 0.16058 | 340.7769 | 0.096167 | 0 | 0 | 0.19233 | 340.9576 | 0.096559 | 0 | 0 | 0.19312 | 341.2287 | 0.097147 | 0 | 0 | 0.19429 | 341.4998 | 0.097735 | 0 | 0 | 0.19547 | 341.7709 | 0.098323 | 0 | 0 | 0.19665 | 342.042 | 0.098911 | 0 | 0 | 0.19782 | 342.3131 | 0.099499 | 0 | 0 | 0.199 | 342.5842 | 0.10009 | 0 | 0 | 0.20017 | 342.8553 | 0.10067 | 0 | 0 | 0.20135 | 343.0361 | 0.10107 | 0 | 0 | 0.20213 | 343.3072 | 0.10165 | 0 | 0 | 0.20331 | 343.5783 | 0.10224 | 0 | 0 | 0.20449 | 343.8494 | 0.10283 | 0 | 0 | 0.20566 | 344.0301 | 0.10322 | 0 | 0 | 0.20645 | 344.3012 | 0.10381 | 0 | 0 | 0.20762 | 344.482 | 0.1042 | 0 | 0 | 0.20841 | 344.6627 | 0.1046 | 0 | 0 | 0.20919 | 344.9338 | 0.10518 | 0 | 0 | 0.21037 | 345.1145 | 0.10558 | 0 | 0 | 0.21115 | 345.3856 | 0.10616 | 0 | 0 | 0.21233 | 345.5664 | 0.10656 | 0 | 0 | 0.21311 | 345.8375 | 0.10714 | 0 | 0 | 0.21429 | 346.0182 | 0.10754 | 0 | 0 | 0.21507 | 346.0182 | 0.10754 | 0 | 0 | 0.21507
2017-12-16 04:00 | 293.6996 | 0.8754 |  | 313.7435 | 0.037531 | 0 | 0 | 0.075063 | 323.0227 | 0.057658 | 0 | 0 | 0.11532 | 330.1135 | 0.073038 | 0 | 0 | 0.14608 | 330.2886 | 0.073418 | 0 | 0 | 0.14684 | 330.5512 | 0.073987 | 0 | 0 | 0.14797 | 330.8138 | 0.074557 | 0 | 0 | 0.14911 | 331.0764 | 0.075126 | 0 | 0 | 0.15025 | 331.339 | 0.075696 | 0 | 0 | 0.15139 | 331.6017 | 0.076266 | 0 | 0 | 0.15253 | 331.8643 | 0.076835 | 0 | 0 | 0.15367 | 332.1269 | 0.077405 | 0 | 0 | 0.15481 | 332.302 | 0.077785 | 0 | 0 | 0.15557 | 332.5646 | 0.078354 | 0 | 0 | 0.15671 | 332.8272 | 0.078924 | 0 | 0 | 0.15785 | 333.0898 | 0.079493 | 0 | 0 | 0.15899 | 333.2649 | 0.079873 | 0 | 0 | 0.15975 | 333.5275 | 0.080443 | 0 | 0 | 0.16089 | 333.7026 | 0.080823 | 0 | 0 | 0.16165 | 333.8777 | 0.081202 | 0 | 0 | 0.1624 | 334.1403 | 0.081772 | 0 | 0 | 0.16354 | 334.3154 | 0.082152 | 0 | 0 | 0.1643 | 334.578 | 0.082721 | 0 | 0 | 0.16544 | 334.7531 | 0.083101 | 0 | 0 | 0.1662 | 335.0157 | 0.083671 | 0 | 0 | 0.16734 | 335.1908 | 0.08405 | 0 | 0 | 0.1681 | 335.1908 | 0.08405 | 0 | 0 | 0.1681
2017-12-16 05:00 | 310.3661 | 0.92508 |  | 331.5475 | 0.076148 | 0 | 0 | 0.1523 | 341.3533 | 0.097417 | 0 | 0 | 0.19483 | 348.8464 | 0.11367 | 0 | 0 | 0.22734 | 349.0315 | 0.11407 | 0 | 0 | 0.22814 | 349.309 | 0.11467 | 0 | 0 | 0.22935 | 349.5865 | 0.11527 | 0 | 0 | 0.23055 | 349.864 | 0.11588 | 0 | 0 | 0.23175 | 350.1415 | 0.11648 | 0 | 0 | 0.23296 | 350.4191 | 0.11708 | 0 | 0 | 0.23416 | 350.6966 | 0.11768 | 0 | 0 | 0.23537 | 350.9741 | 0.11828 | 0 | 0 | 0.23657 | 351.1591 | 0.11869 | 0 | 0 | 0.23737 | 351.4367 | 0.11929 | 0 | 0 | 0.23858 | 351.7142 | 0.11989 | 0 | 0 | 0.23978 | 351.9917 | 0.12049 | 0 | 0 | 0.24098 | 352.1767 | 0.12089 | 0 | 0 | 0.24179 | 352.4542 | 0.12149 | 0 | 0 | 0.24299 | 352.6393 | 0.1219 | 0 | 0 | 0.24379 | 352.8243 | 0.1223 | 0 | 0 | 0.24459 | 353.1018 | 0.1229 | 0 | 0 | 0.2458 | 353.2868 | 0.1233 | 0 | 0 | 0.2466 | 353.5643 | 0.1239 | 0 | 0 | 0.24781 | 353.7493 | 0.1243 | 0 | 0 | 0.24861 | 354.0269 | 0.12491 | 0 | 0 | 0.24981 | 354.2119 | 0.12531 | 0 | 0 | 0.25061 | 354.2119 | 0.12531 | 0 | 0 | 0.25061
2017-12-16 06:00 | 311.7235 | 0.92912 |  | 332.9975 | 0.079293 | 0 | 0 | 0.15859 | 342.8462 | 0.10066 | 0 | 0 | 0.20131 | 350.3721 | 0.11698 | 0 | 0 | 0.23396 | 350.5579 | 0.11738 | 0 | 0 | 0.23476 | 350.8367 | 0.11799 | 0 | 0 | 0.23597 | 351.1154 | 0.11859 | 0 | 0 | 0.23718 | 351.3942 | 0.1192 | 0 | 0 | 0.23839 | 351.6729 | 0.1198 | 0 | 0 | 0.2396 | 351.9516 | 0.1204 | 0 | 0 | 0.24081 | 352.2304 | 0.12101 | 0 | 0 | 0.24202 | 352.5091 | 0.12161 | 0 | 0 | 0.24323 | 352.6949 | 0.12202 | 0 | 0 | 0.24403 | 352.9737 | 0.12262 | 0 | 0 | 0.24524 | 353.2524 | 0.12323 | 0 | 0 | 0.24645 | 353.5311 | 0.12383 | 0 | 0 | 0.24766 | 353.717 | 0.12423 | 0 | 0 | 0.24847 | 353.9957 | 0.12484 | 0 | 0 | 0.24968 | 354.1815 | 0.12524 | 0 | 0 | 0.25048 | 354.3673 | 0.12564 | 0 | 0 | 0.25129 | 354.6461 | 0.12625 | 0 | 0 | 0.2525 | 354.8319 | 0.12665 | 0 | 0 | 0.2533 | 355.1106 | 0.12726 | 0 | 0 | 0.25451 | 355.2965 | 0.12766 | 0 | 0 | 0.25532 | 355.5752 | 0.12826 | 0 | 0 | 0.25653 | 355.761 | 0.12867 | 0 | 0 | 0.25733 | 355.761 | 0.12867 | 0 | 0 | 0.25733
2017-12-16 07:00 | 316.4152 | 0.94311 |  | 338.0094 | 0.090164 | 0 | 0 | 0.18033 | 348.0064 | 0.11185 | 0 | 0 | 0.22369 | 355.6455 | 0.12842 | 0 | 0 | 0.25683 | 355.8341 | 0.12883 | 0 | 0 | 0.25765 | 356.1171 | 0.12944 | 0 | 0 | 0.25888 | 356.4 | 0.13005 | 0 | 0 | 0.26011 | 356.6829 | 0.13067 | 0 | 0 | 0.26133 | 356.9659 | 0.13128 | 0 | 0 | 0.26256 | 357.2488 | 0.13189 | 0 | 0 | 0.26379 | 357.5317 | 0.13251 | 0 | 0 | 0.26502 | 357.8147 | 0.13312 | 0 | 0 | 0.26624 | 358.0033 | 0.13353 | 0 | 0 | 0.26706 | 358.2862 | 0.13414 | 0 | 0 | 0.26829 | 358.5691 | 0.13476 | 0 | 0 | 0.26952 | 358.8521 | 0.13537 | 0 | 0 | 0.27074 | 359.0407 | 0.13578 | 0 | 0 | 0.27156 | 359.3236 | 0.13639 | 0 | 0 | 0.27279 | 359.5123 | 0.1368 | 0 | 0 | 0.27361 | 359.7009 | 0.13721 | 0 | 0 | 0.27443 | 359.9838 | 0.13783 | 0 | 0 | 0.27565 | 360.1724 | 0.13824 | 0 | 0 | 0.27647 | 360.4554 | 0.13885 | 0 | 0 | 0.2777 | 360.644 | 0.13926 | 0 | 0 | 0.27852 | 360.9269 | 0.13987 | 0 | 0 | 0.27974 | 361.1155 | 0.14028 | 0 | 0 | 0.28056 | 361.1155 | 0.14028 | 0 | 0 | 0.28056
2017-12-16 08:00 | 310.7739 | 0.92629 |  | 331.9831 | 0.077093 | 0 | 0 | 0.15419 | 341.8018 | 0.09839 | 0 | 0 | 0.19678 | 349.3048 | 0.11466 | 0 | 0 | 0.22933 | 349.49 | 0.11507 | 0 | 0 | 0.23013 | 349.7679 | 0.11567 | 0 | 0 | 0.23134 | 350.0458 | 0.11627 | 0 | 0 | 0.23254 | 350.3237 | 0.11687 | 0 | 0 | 0.23375 | 350.6016 | 0.11748 | 0 | 0 | 0.23495 | 350.8795 | 0.11808 | 0 | 0 | 0.23616 | 351.1574 | 0.11868 | 0 | 0 | 0.23736 | 351.4352 | 0.11928 | 0 | 0 | 0.23857 | 351.6205 | 0.11969 | 0 | 0 | 0.23937 | 351.8984 | 0.12029 | 0 | 0 | 0.24058 | 352.1763 | 0.12089 | 0 | 0 | 0.24178 | 352.4542 | 0.12149 | 0 | 0 | 0.24299 | 352.6394 | 0.1219 | 0 | 0 | 0.24379 | 352.9173 | 0.1225 | 0 | 0 | 0.245 | 353.1026 | 0.1229 | 0 | 0 | 0.2458 | 353.2878 | 0.1233 | 0 | 0 | 0.24661 | 353.5657 | 0.12391 | 0 | 0 | 0.24781 | 353.751 | 0.12431 | 0 | 0 | 0.24861 | 354.0289 | 0.12491 | 0 | 0 | 0.24982 | 354.2141 | 0.12531 | 0 | 0 | 0.25062 | 354.492 | 0.12591 | 0 | 0 | 0.25183 | 354.6773 | 0.12632 | 0 | 0 | 0.25263 | 354.6773 | 0.12632 | 0 | 0 | 0.25263
2017-12-16 09:00 | 316.267 | 0.94266 |  | 337.8511 | 0.089821 | 0 | 0 | 0.17964 | 347.8434 | 0.11149 | 0 | 0 | 0.22299 | 355.479 | 0.12806 | 0 | 0 | 0.25611 | 355.6675 | 0.12846 | 0 | 0 | 0.25693 | 355.9503 | 0.12908 | 0 | 0 | 0.25816 | 356.2331 | 0.12969 | 0 | 0 | 0.25938 | 356.5159 | 0.1303 | 0 | 0 | 0.26061 | 356.7987 | 0.13092 | 0 | 0 | 0.26184 | 357.0815 | 0.13153 | 0 | 0 | 0.26306 | 357.3643 | 0.13214 | 0 | 0 | 0.26429 | 357.6471 | 0.13276 | 0 | 0 | 0.26552 | 357.8356 | 0.13317 | 0 | 0 | 0.26633 | 358.1184 | 0.13378 | 0 | 0 | 0.26756 | 358.4012 | 0.13439 | 0 | 0 | 0.26879 | 358.684 | 0.13501 | 0 | 0 | 0.27001 | 358.8726 | 0.13542 | 0 | 0 | 0.27083 | 359.1554 | 0.13603 | 0 | 0 | 0.27206 | 359.3439 | 0.13644 | 0 | 0 | 0.27288 | 359.5324 | 0.13685 | 0 | 0 | 0.27369 | 359.8152 | 0.13746 | 0 | 0 | 0.27492 | 360.0037 | 0.13787 | 0 | 0 | 0.27574 | 360.2865 | 0.13848 | 0 | 0 | 0.27697 | 360.4751 | 0.13889 | 0 | 0 | 0.27778 | 360.7579 | 0.13951 | 0 | 0 | 0.27901 | 360.9464 | 0.13991 | 0 | 0 | 0.27983 | 360.9464 | 0.13991 | 0 | 0 | 0.27983
2017-12-16 10:00 | 324.0313 | 0.96581 |  | 346.1453 | 0.10781 | 0 | 0 | 0.21562 | 356.3828 | 0.13002 | 0 | 0 | 0.26003 | 364.2058 | 0.14698 | 0 | 0 | 0.29397 | 364.399 | 0.1474 | 0 | 0 | 0.29481 | 364.6888 | 0.14803 | 0.018812 | 0 | 0.31488 | 364.9785 | 0.14866 | 0.037689 | 0 | 0.33501 | 365.2682 | 0.14929 | 0.056566 | 0 | 0.35514 | 365.558 | 0.14992 | 0.075442 | 0 | 0.37528 | 365.8477 | 0.15055 | 0.094319 | 0 | 0.39541 | 366.1375 | 0.15117 | 0.1132 | 0 | 0.41554 | 366.4272 | 0.1518 | 0.13207 | 0 | 0.43568 | 366.6204 | 0.15222 | 0.14466 | 0 | 0.4491 | 366.9101 | 0.15285 | 0.16353 | 0 | 0.46923 | 367.1999 | 0.15348 | 0.18241 | 0 | 0.48937 | 367.4896 | 0.15411 | 0.20129 | 0.016912 | 0.54333 | 367.6828 | 0.15453 | 0.21387 | 0.029497 | 0.58192 | 367.9725 | 0.15515 | 0.23275 | 0.048374 | 0.6398 | 368.1657 | 0.15557 | 0.24533 | 0.060958 | 0.67839 | 368.3588 | 0.15599 | 0.25792 | 0.073543 | 0.71699 | 368.6486 | 0.15662 | 0.27679 | 0.092419 | 0.77487 | 368.8417 | 0.15704 | 0.28938 | 0.105 | 0.81346 | 369.1315 | 0.15767 | 0.30825 | 0.12388 | 0.87135 | 369.3246 | 0.15809 | 0.32084 | 0.13646 | 0.90994 | 369.6144 | 0.15872 | 0.33972 | 0.15534 | 0.96783 | 369.8075 | 0.15913 | 0.3523 | 0.16793 | 1.0064 | 369.8075 | 0.15913 | 0.3523 | 0.16793 | 1.0064
2017-12-16 11:00 | 324.1573 | 0.96618 |  | 346.2798 | 0.1081 | 0 | 0 | 0.21621 | 356.5214 | 0.13032 | 0 | 0 | 0.26063 | 364.3474 | 0.14729 | 0 | 0 | 0.29458 | 364.5407 | 0.14771 | 0.0091648 | 0 | 0.30459 | 364.8305 | 0.14834 | 0.028049 | 0 | 0.32473 | 365.1204 | 0.14897 | 0.046933 | 0 | 0.34487 | 365.4102 | 0.1496 | 0.065817 | 0 | 0.36501 | 365.7001 | 0.15023 | 0.084701 | 0 | 0.38515 | 365.9899 | 0.15085 | 0.10359 | 0 | 0.40529 | 366.2798 | 0.15148 | 0.12247 | 0 | 0.42543 | 366.5697 | 0.15211 | 0.14135 | 0 | 0.44558 | 366.7629 | 0.15253 | 0.15394 | 0 | 0.459 | 367.0527 | 0.15316 | 0.17283 | 0 | 0.47914 | 367.3426 | 0.15379 | 0.19171 | 0.007336 | 0.51396 | 367.6325 | 0.15442 | 0.21059 | 0.02622 | 0.57187 | 367.8257 | 0.15484 | 0.22318 | 0.038809 | 0.61047 | 368.1155 | 0.15546 | 0.24207 | 0.057693 | 0.66838 | 368.3088 | 0.15588 | 0.25466 | 0.070283 | 0.70699 | 368.502 | 0.1563 | 0.26725 | 0.082872 | 0.7456 | 368.7919 | 0.15693 | 0.28613 | 0.10176 | 0.80351 | 368.9851 | 0.15735 | 0.29872 | 0.11435 | 0.84211 | 369.275 | 0.15798 | 0.3176 | 0.13323 | 0.90002 | 369.4682 | 0.1584 | 0.33019 | 0.14582 | 0.93863 | 369.7581 | 0.15903 | 0.34908 | 0.1647 | 0.99654 | 369.9513 | 0.15945 | 0.36167 | 0.17729 | 1.0351 | 369.9513 | 0.15945 | 0.36167 | 0.17729 | 1.0351
2017-12-16 12:00 | 320.7349 | 0.95598 |  | 342.6239 | 0.10017 | 0 | 0 | 0.20035 | 352.7573 | 0.12215 | 0 | 0 | 0.2443 | 360.5007 | 0.13895 | 0 | 0 | 0.2779 | 360.6919 | 0.13936 | 0 | 0 | 0.27872 | 360.9787 | 0.13998 | 0 | 0 | 0.27997 | 361.2655 | 0.14061 | 0 | 0 | 0.28121 | 361.5523 | 0.14123 | 0 | 0 | 0.28246 | 361.8391 | 0.14185 | 0 | 0 | 0.2837 | 362.1259 | 0.14247 | 0 | 0 | 0.28495 | 362.4127 | 0.14309 | 0 | 0 | 0.28619 | 362.6995 | 0.14372 | 0 | 0 | 0.28743 | 362.8907 | 0.14413 | 0 | 0 | 0.28826 | 363.1775 | 0.14475 | 0 | 0 | 0.28951 | 363.4643 | 0.14538 | 0 | 0 | 0.29075 | 363.7511 | 0.146 | 0 | 0 | 0.292 | 363.9423 | 0.14641 | 0 | 0 | 0.29282 | 364.2291 | 0.14703 | 0 | 0 | 0.29407 | 364.4203 | 0.14745 | 0.0013208 | 0 | 0.29622 | 364.6115 | 0.14786 | 0.013777 | 0 | 0.30951 | 364.8983 | 0.14849 | 0.032462 | 0 | 0.32943 | 365.0895 | 0.1489 | 0.044918 | 0 | 0.34272 | 365.3763 | 0.14952 | 0.063603 | 0 | 0.36265 | 365.5675 | 0.14994 | 0.076059 | 0 | 0.37593 | 365.8542 | 0.15056 | 0.094744 | 0 | 0.39586 | 366.0454 | 0.15097 | 0.1072 | 0 | 0.40915 | 366.0454 | 0.15097 | 0.1072 | 0 | 0.40915
2017-12-16 13:00 | 312.973 | 0.93285 |  | 334.3323 | 0.082188 | 0 | 0 | 0.16438 | 344.2205 | 0.10364 | 0 | 0 | 0.20727 | 351.7765 | 0.12002 | 0 | 0 | 0.24005 | 351.9631 | 0.12043 | 0 | 0 | 0.24086 | 352.2429 | 0.12104 | 0 | 0 | 0.24207 | 352.5228 | 0.12164 | 0 | 0 | 0.24329 | 352.8026 | 0.12225 | 0 | 0 | 0.2445 | 353.0825 | 0.12286 | 0 | 0 | 0.24572 | 353.3624 | 0.12346 | 0 | 0 | 0.24693 | 353.6422 | 0.12407 | 0 | 0 | 0.24814 | 353.9221 | 0.12468 | 0 | 0 | 0.24936 | 354.1086 | 0.12508 | 0 | 0 | 0.25017 | 354.3885 | 0.12569 | 0 | 0 | 0.25138 | 354.6683 | 0.1263 | 0 | 0 | 0.25259 | 354.9482 | 0.1269 | 0 | 0 | 0.25381 | 355.1348 | 0.12731 | 0 | 0 | 0.25462 | 355.4146 | 0.12792 | 0 | 0 | 0.25583 | 355.6012 | 0.12832 | 0 | 0 | 0.25664 | 355.7878 | 0.12873 | 0 | 0 | 0.25745 | 356.0676 | 0.12933 | 0 | 0 | 0.25866 | 356.2542 | 0.12974 | 0 | 0 | 0.25947 | 356.534 | 0.13034 | 0 | 0 | 0.26069 | 356.7206 | 0.13075 | 0 | 0 | 0.2615 | 357.0005 | 0.13136 | 0 | 0 | 0.26271 | 357.187 | 0.13176 | 0 | 0 | 0.26352 | 357.187 | 0.13176 | 0 | 0 | 0.26352
2017-12-16 14:00 | 316.1907 | 0.94244 |  | 337.7696 | 0.089644 | 0 | 0 | 0.17929 | 347.7594 | 0.11131 | 0 | 0 | 0.22262 | 355.3932 | 0.12787 | 0 | 0 | 0.25574 | 355.5816 | 0.12828 | 0 | 0 | 0.25656 | 355.8644 | 0.12889 | 0 | 0 | 0.25778 | 356.1471 | 0.1295 | 0 | 0 | 0.25901 | 356.4298 | 0.13012 | 0 | 0 | 0.26024 | 356.7126 | 0.13073 | 0 | 0 | 0.26146 | 356.9953 | 0.13134 | 0 | 0 | 0.26269 | 357.278 | 0.13196 | 0 | 0 | 0.26392 | 357.5608 | 0.13257 | 0 | 0 | 0.26514 | 357.7492 | 0.13298 | 0 | 0 | 0.26596 | 358.032 | 0.13359 | 0 | 0 | 0.26719 | 358.3147 | 0.13421 | 0 | 0 | 0.26841 | 358.5974 | 0.13482 | 0 | 0 | 0.26964 | 358.7859 | 0.13523 | 0 | 0 | 0.27046 | 359.0687 | 0.13584 | 0 | 0 | 0.27168 | 359.2571 | 0.13625 | 0 | 0 | 0.2725 | 359.4456 | 0.13666 | 0 | 0 | 0.27332 | 359.7284 | 0.13727 | 0 | 0 | 0.27454 | 359.9169 | 0.13768 | 0 | 0 | 0.27536 | 360.1996 | 0.13829 | 0 | 0 | 0.27659 | 360.3881 | 0.1387 | 0 | 0 | 0.27741 | 360.6708 | 0.13932 | 0 | 0 | 0.27863 | 360.8593 | 0.13973 | 0 | 0 | 0.27945 | 360.8593 | 0.13973 | 0 | 0 | 0.27945
2017-12-16 15:00 | 313.6341 | 0.93482 |  | 335.0385 | 0.08372 | 0 | 0 | 0.16744 | 344.9475 | 0.10521 | 0 | 0 | 0.21043 | 352.5196 | 0.12164 | 0 | 0 | 0.24327 | 352.7065 | 0.12204 | 0 | 0 | 0.24408 | 352.987 | 0.12265 | 0 | 0 | 0.2453 | 353.2674 | 0.12326 | 0 | 0 | 0.24652 | 353.5479 | 0.12387 | 0 | 0 | 0.24773 | 353.8283 | 0.12448 | 0 | 0 | 0.24895 | 354.1087 | 0.12508 | 0 | 0 | 0.25017 | 354.3892 | 0.12569 | 0 | 0 | 0.25138 | 354.6696 | 0.1263 | 0 | 0 | 0.2526 | 354.8566 | 0.12671 | 0 | 0 | 0.25341 | 355.137 | 0.12731 | 0 | 0 | 0.25463 | 355.4175 | 0.12792 | 0 | 0 | 0.25584 | 355.6979 | 0.12853 | 0 | 0 | 0.25706 | 355.8849 | 0.12894 | 0 | 0 | 0.25787 | 356.1653 | 0.12954 | 0 | 0 | 0.25909 | 356.3523 | 0.12995 | 0 | 0 | 0.2599 | 356.5393 | 0.13036 | 0 | 0 | 0.26071 | 356.8197 | 0.13096 | 0 | 0 | 0.26193 | 357.0067 | 0.13137 | 0 | 0 | 0.26274 | 357.2871 | 0.13198 | 0 | 0 | 0.26395 | 357.4741 | 0.13238 | 0 | 0 | 0.26477 | 357.7545 | 0.13299 | 0 | 0 | 0.26598 | 357.9415 | 0.1334 | 0 | 0 | 0.26679 | 357.9415 | 0.1334 | 0 | 0 | 0.26679
2017-12-16 16:00 | 310.572 | 0.92569 |  | 331.7674 | 0.076625 | 0 | 0 | 0.15325 | 341.5797 | 0.097908 | 0 | 0 | 0.19582 | 349.0778 | 0.11417 | 0 | 0 | 0.22834 | 349.2629 | 0.11457 | 0 | 0 | 0.22915 | 349.5407 | 0.11518 | 0 | 0 | 0.23035 | 349.8184 | 0.11578 | 0 | 0 | 0.23156 | 350.0961 | 0.11638 | 0 | 0 | 0.23276 | 350.3738 | 0.11698 | 0 | 0 | 0.23396 | 350.6515 | 0.11758 | 0 | 0 | 0.23517 | 350.9292 | 0.11819 | 0 | 0 | 0.23637 | 351.2069 | 0.11879 | 0 | 0 | 0.23758 | 351.392 | 0.11919 | 0 | 0 | 0.23838 | 351.6697 | 0.11979 | 0 | 0 | 0.23959 | 351.9475 | 0.1204 | 0 | 0 | 0.24079 | 352.2252 | 0.121 | 0 | 0 | 0.242 | 352.4103 | 0.1214 | 0 | 0 | 0.2428 | 352.688 | 0.122 | 0 | 0 | 0.244 | 352.8731 | 0.1224 | 0 | 0 | 0.24481 | 353.0583 | 0.12281 | 0 | 0 | 0.24561 | 353.336 | 0.12341 | 0 | 0 | 0.24681 | 353.5211 | 0.12381 | 0 | 0 | 0.24762 | 353.7988 | 0.12441 | 0 | 0 | 0.24882 | 353.984 | 0.12481 | 0 | 0 | 0.24963 | 354.2617 | 0.12542 | 0 | 0 | 0.25083 | 354.4468 | 0.12582 | 0 | 0 | 0.25163 | 354.4468 | 0.12582 | 0 | 0 | 0.25163
2017-12-16 17:00 | 310.9606 | 0.92685 |  | 332.1826 | 0.077526 | 0 | 0 | 0.15505 | 342.0072 | 0.098835 | 0 | 0 | 0.19767 | 349.5146 | 0.11512 | 0 | 0 | 0.23024 | 349.7 | 0.11552 | 0 | 0 | 0.23104 | 349.9781 | 0.11612 | 0 | 0 | 0.23225 | 350.2561 | 0.11673 | 0 | 0 | 0.23345 | 350.5342 | 0.11733 | 0 | 0 | 0.23466 | 350.8122 | 0.11793 | 0 | 0 | 0.23587 | 351.0903 | 0.11854 | 0 | 0 | 0.23707 | 351.3683 | 0.11914 | 0 | 0 | 0.23828 | 351.6464 | 0.11974 | 0 | 0 | 0.23949 | 351.8318 | 0.12014 | 0 | 0 | 0.24029 | 352.1098 | 0.12075 | 0 | 0 | 0.2415 | 352.3879 | 0.12135 | 0 | 0 | 0.2427 | 352.6659 | 0.12195 | 0 | 0 | 0.24391 | 352.8513 | 0.12236 | 0 | 0 | 0.24471 | 353.1293 | 0.12296 | 0 | 0 | 0.24592 | 353.3147 | 0.12336 | 0 | 0 | 0.24672 | 353.5001 | 0.12376 | 0 | 0 | 0.24753 | 353.7781 | 0.12437 | 0 | 0 | 0.24873 | 353.9635 | 0.12477 | 0 | 0 | 0.24954 | 354.2416 | 0.12537 | 0 | 0 | 0.25074 | 354.4269 | 0.12577 | 0 | 0 | 0.25155 | 354.705 | 0.12638 | 0 | 0 | 0.25275 | 354.8904 | 0.12678 | 0 | 0 | 0.25356 | 354.8904 | 0.12678 | 0 | 0 | 0.25356
2017-12-16 18:00 | 319.5653 | 0.9525 |  | 341.3745 | 0.097463 | 0 | 0 | 0.19493 | 351.4709 | 0.11936 | 0 | 0 | 0.23872 | 359.1861 | 0.1361 | 0 | 0 | 0.27219 | 359.3766 | 0.13651 | 0 | 0 | 0.27302 | 359.6624 | 0.13713 | 0 | 0 | 0.27426 | 359.9481 | 0.13775 | 0 | 0 | 0.2755 | 360.2339 | 0.13837 | 0 | 0 | 0.27674 | 360.5196 | 0.13899 | 0 | 0 | 0.27798 | 360.8054 | 0.13961 | 0 | 0 | 0.27922 | 361.0911 | 0.14023 | 0 | 0 | 0.28046 | 361.3769 | 0.14085 | 0 | 0 | 0.2817 | 361.5674 | 0.14126 | 0 | 0 | 0.28252 | 361.8531 | 0.14188 | 0 | 0 | 0.28376 | 362.1389 | 0.1425 | 0 | 0 | 0.285 | 362.4246 | 0.14312 | 0 | 0 | 0.28624 | 362.6151 | 0.14353 | 0 | 0 | 0.28707 | 362.9009 | 0.14415 | 0 | 0 | 0.28831 | 363.0914 | 0.14457 | 0 | 0 | 0.28913 | 363.2819 | 0.14498 | 0 | 0 | 0.28996 | 363.5676 | 0.1456 | 0 | 0 | 0.2912 | 363.7581 | 0.14601 | 0 | 0 | 0.29203 | 364.0439 | 0.14663 | 0 | 0 | 0.29327 | 364.2344 | 0.14705 | 0 | 0 | 0.29409 | 364.5201 | 0.14767 | 0.0078246 | 0 | 0.30316 | 364.7106 | 0.14808 | 0.020236 | 0 | 0.31639 | 364.7106 | 0.14808 | 0.020236 | 0 | 0.31639
2017-12-16 19:00 | 315.6083 | 0.9407 |  | 337.1474 | 0.088294 | 0 | 0 | 0.17659 | 347.1188 | 0.10992 | 0 | 0 | 0.21984 | 354.7385 | 0.12645 | 0 | 0 | 0.2529 | 354.9266 | 0.12686 | 0 | 0 | 0.25372 | 355.2089 | 0.12747 | 0 | 0 | 0.25494 | 355.4911 | 0.12808 | 0 | 0 | 0.25616 | 355.7733 | 0.12869 | 0 | 0 | 0.25739 | 356.0555 | 0.12931 | 0 | 0 | 0.25861 | 356.3377 | 0.12992 | 0 | 0 | 0.25984 | 356.6199 | 0.13053 | 0 | 0 | 0.26106 | 356.9021 | 0.13114 | 0 | 0 | 0.26228 | 357.0903 | 0.13155 | 0 | 0 | 0.2631 | 357.3725 | 0.13216 | 0 | 0 | 0.26433 | 357.6547 | 0.13277 | 0 | 0 | 0.26555 | 357.9369 | 0.13339 | 0 | 0 | 0.26677 | 358.125 | 0.13379 | 0 | 0 | 0.26759 | 358.4072 | 0.13441 | 0 | 0 | 0.26881 | 358.5954 | 0.13482 | 0 | 0 | 0.26963 | 358.7835 | 0.13522 | 0 | 0 | 0.27045 | 359.0657 | 0.13584 | 0 | 0 | 0.27167 | 359.2539 | 0.13624 | 0 | 0 | 0.27249 | 359.5361 | 0.13686 | 0 | 0 | 0.27371 | 359.7242 | 0.13726 | 0 | 0 | 0.27453 | 360.0064 | 0.13788 | 0 | 0 | 0.27575 | 360.1946 | 0.13828 | 0 | 0 | 0.27657 | 360.1946 | 0.13828 | 0 | 0 | 0.27657
2017-12-16 20:00 | 313.2295 | 0.93361 |  | 334.6063 | 0.082783 | 0 | 0 | 0.16557 | 344.5025 | 0.10425 | 0 | 0 | 0.2085 | 352.0648 | 0.12065 | 0 | 0 | 0.2413 | 352.2515 | 0.12106 | 0 | 0 | 0.24211 | 352.5316 | 0.12166 | 0 | 0 | 0.24333 | 352.8117 | 0.12227 | 0 | 0 | 0.24454 | 353.0918 | 0.12288 | 0 | 0 | 0.24576 | 353.3719 | 0.12349 | 0 | 0 | 0.24697 | 353.6519 | 0.12409 | 0 | 0 | 0.24819 | 353.932 | 0.1247 | 0 | 0 | 0.2494 | 354.2121 | 0.12531 | 0 | 0 | 0.25062 | 354.3988 | 0.12571 | 0 | 0 | 0.25143 | 354.6789 | 0.12632 | 0 | 0 | 0.25264 | 354.959 | 0.12693 | 0 | 0 | 0.25386 | 355.2391 | 0.12754 | 0 | 0 | 0.25507 | 355.4258 | 0.12794 | 0 | 0 | 0.25588 | 355.7059 | 0.12855 | 0 | 0 | 0.2571 | 355.8926 | 0.12895 | 0 | 0 | 0.25791 | 356.0793 | 0.12936 | 0 | 0 | 0.25872 | 356.3594 | 0.12997 | 0 | 0 | 0.25993 | 356.5461 | 0.13037 | 0 | 0 | 0.26074 | 356.8262 | 0.13098 | 0 | 0 | 0.26196 | 357.0129 | 0.13138 | 0 | 0 | 0.26277 | 357.293 | 0.13199 | 0 | 0 | 0.26398 | 357.4797 | 0.1324 | 0 | 0 | 0.26479 | 357.4797 | 0.1324 | 0 | 0 | 0.26479
2017-12-16 21:00 | 314.3363 | 0.93691 |  | 335.7886 | 0.085347 | 0 | 0 | 0.17069 | 345.7199 | 0.10689 | 0 | 0 | 0.21378 | 353.3088 | 0.12335 | 0 | 0 | 0.2467 | 353.4962 | 0.12375 | 0 | 0 | 0.24751 | 353.7773 | 0.12436 | 0 | 0 | 0.24873 | 354.0584 | 0.12497 | 0 | 0 | 0.24995 | 354.3394 | 0.12558 | 0 | 0 | 0.25117 | 354.6205 | 0.12619 | 0 | 0 | 0.25239 | 354.9016 | 0.1268 | 0 | 0 | 0.25361 | 355.1827 | 0.12741 | 0 | 0 | 0.25483 | 355.4637 | 0.12802 | 0 | 0 | 0.25604 | 355.6511 | 0.12843 | 0 | 0 | 0.25686 | 355.9322 | 0.12904 | 0 | 0 | 0.25808 | 356.2133 | 0.12965 | 0 | 0 | 0.2593 | 356.4943 | 0.13026 | 0 | 0 | 0.26052 | 356.6817 | 0.13066 | 0 | 0 | 0.26133 | 356.9628 | 0.13127 | 0 | 0 | 0.26255 | 357.1502 | 0.13168 | 0 | 0 | 0.26336 | 357.3376 | 0.13209 | 0 | 0 | 0.26417 | 357.6186 | 0.1327 | 0 | 0 | 0.26539 | 357.806 | 0.1331 | 0 | 0 | 0.26621 | 358.0871 | 0.13371 | 0 | 0 | 0.26743 | 358.2745 | 0.13412 | 0 | 0 | 0.26824 | 358.5555 | 0.13473 | 0 | 0 | 0.26946 | 358.7429 | 0.13514 | 0 | 0 | 0.27027 | 358.7429 | 0.13514 | 0 | 0 | 0.27027
2017-12-16 22:00 | 320.2957 | 0.95467 |  | 342.1547 | 0.099155 | 0 | 0 | 0.19831 | 352.2743 | 0.1211 | 0 | 0 | 0.24221 | 360.0071 | 0.13788 | 0 | 0 | 0.27575 | 360.1981 | 0.13829 | 0 | 0 | 0.27658 | 360.4845 | 0.13891 | 0 | 0 | 0.27782 | 360.7709 | 0.13953 | 0 | 0 | 0.27907 | 361.0573 | 0.14015 | 0 | 0 | 0.28031 | 361.3437 | 0.14078 | 0 | 0 | 0.28155 | 361.6301 | 0.1414 | 0 | 0 | 0.28279 | 361.9165 | 0.14202 | 0 | 0 | 0.28404 | 362.2029 | 0.14264 | 0 | 0 | 0.28528 | 362.3938 | 0.14305 | 0 | 0 | 0.28611 | 362.6802 | 0.14367 | 0 | 0 | 0.28735 | 362.9666 | 0.1443 | 0 | 0 | 0.28859 | 363.253 | 0.14492 | 0 | 0 | 0.28983 | 363.4439 | 0.14533 | 0 | 0 | 0.29066 | 363.7303 | 0.14595 | 0 | 0 | 0.29191 | 363.9213 | 0.14637 | 0 | 0 | 0.29273 | 364.1122 | 0.14678 | 0 | 0 | 0.29356 | 364.3986 | 0.1474 | 0 | 0 | 0.2948 | 364.5895 | 0.14782 | 0.012349 | 0 | 0.30798 | 364.8759 | 0.14844 | 0.031008 | 0 | 0.32788 | 365.0669 | 0.14885 | 0.043447 | 0 | 0.34115 | 365.3533 | 0.14947 | 0.062107 | 0 | 0.36105 | 365.5442 | 0.14989 | 0.074546 | 0 | 0.37432 | 365.5442 | 0.14989 | 0.074546 | 0 | 0.37432
2017-12-16 23:00 | 323.9251 | 0.96549 |  | 346.0318 | 0.10756 | 0 | 0 | 0.21513 | 356.266 | 0.12976 | 0 | 0 | 0.25953 | 364.0864 | 0.14673 | 0 | 0 | 0.29345 | 364.2795 | 0.14714 | 0 | 0 | 0.29429 | 364.5692 | 0.14777 | 0.011023 | 0 | 0.30657 | 364.8588 | 0.1484 | 0.029893 | 0 | 0.32669 | 365.1485 | 0.14903 | 0.048764 | 0 | 0.34682 | 365.4381 | 0.14966 | 0.067634 | 0 | 0.36695 | 365.7278 | 0.15029 | 0.086505 | 0 | 0.38708 | 366.0174 | 0.15091 | 0.10538 | 0 | 0.4072 | 366.3071 | 0.15154 | 0.12425 | 0 | 0.42733 | 366.5002 | 0.15196 | 0.13683 | 0 | 0.44075 | 366.7898 | 0.15259 | 0.1557 | 0 | 0.46087 | 367.0795 | 0.15322 | 0.17457 | 0 | 0.481 | 367.3691 | 0.15385 | 0.19344 | 0.0090633 | 0.51925 | 367.5622 | 0.15426 | 0.20602 | 0.021644 | 0.55783 | 367.8519 | 0.15489 | 0.22489 | 0.040514 | 0.6157 | 368.045 | 0.15531 | 0.23747 | 0.053094 | 0.65428 | 368.2381 | 0.15573 | 0.25005 | 0.065675 | 0.69286 | 368.5277 | 0.15636 | 0.26892 | 0.084545 | 0.75073 | 368.7208 | 0.15678 | 0.2815 | 0.097126 | 0.78931 | 369.0104 | 0.15741 | 0.30037 | 0.116 | 0.84717 | 369.2035 | 0.15782 | 0.31295 | 0.12858 | 0.88575 | 369.4932 | 0.15845 | 0.33182 | 0.14745 | 0.94362 | 369.6863 | 0.15887 | 0.3444 | 0.16003 | 0.9822 | 369.6863 | 0.15887 | 0.3444 | 0.16003 | 0.9822
2017-12-17 | 319.4914 | 0.95228 |  | 341.2956 | 0.097292 | 0 | 0 | 0.19458 | 351.3897 | 0.11919 | 0 | 0 | 0.23837 | 359.1031 | 0.13592 | 0 | 0 | 0.27183 | 359.2936 | 0.13633 | 0 | 0 | 0.27266 | 359.5792 | 0.13695 | 0 | 0 | 0.2739 | 359.8649 | 0.13757 | 0 | 0 | 0.27514 | 360.1506 | 0.13819 | 0 | 0 | 0.27638 | 360.4363 | 0.13881 | 0 | 0 | 0.27762 | 360.722 | 0.13943 | 0 | 0 | 0.27886 | 361.0077 | 0.14005 | 0 | 0 | 0.28009 | 361.2933 | 0.14067 | 0 | 0 | 0.28133 | 361.4838 | 0.14108 | 0 | 0 | 0.28216 | 361.7695 | 0.1417 | 0 | 0 | 0.2834 | 362.0552 | 0.14232 | 0 | 0 | 0.28464 | 362.3408 | 0.14294 | 0 | 0 | 0.28588 | 362.5313 | 0.14335 | 0 | 0 | 0.2867 | 362.817 | 0.14397 | 0 | 0 | 0.28794 | 363.0074 | 0.14438 | 0 | 0 | 0.28877 | 363.1979 | 0.1448 | 0 | 0 | 0.2896 | 363.4836 | 0.14542 | 0 | 0 | 0.29084 | 363.674 | 0.14583 | 0 | 0 | 0.29166 | 363.9597 | 0.14645 | 0 | 0 | 0.2929 | 364.1502 | 0.14686 | 0 | 0 | 0.29373 | 364.4359 | 0.14748 | 0.0023357 | 0 | 0.2973 | 364.6263 | 0.1479 | 0.014744 | 0 | 0.31054 | 364.6263 | 0.1479 | 0.014744 | 0 | 0.31054
2017-12-17 01:00 | 318.2097 | 0.94846 |  | 339.9263 | 0.094322 | 0 | 0 | 0.18864 | 349.98 | 0.11613 | 0 | 0 | 0.23226 | 357.6625 | 0.13279 | 0 | 0 | 0.26558 | 357.8521 | 0.1332 | 0 | 0 | 0.26641 | 358.1367 | 0.13382 | 0 | 0 | 0.26764 | 358.4212 | 0.13444 | 0 | 0 | 0.26887 | 358.7058 | 0.13505 | 0 | 0 | 0.27011 | 358.9903 | 0.13567 | 0 | 0 | 0.27134 | 359.2748 | 0.13629 | 0 | 0 | 0.27258 | 359.5594 | 0.13691 | 0 | 0 | 0.27381 | 359.8439 | 0.13752 | 0 | 0 | 0.27505 | 360.0336 | 0.13793 | 0 | 0 | 0.27587 | 360.3181 | 0.13855 | 0 | 0 | 0.2771 | 360.6027 | 0.13917 | 0 | 0 | 0.27834 | 360.8872 | 0.13979 | 0 | 0 | 0.27957 | 361.0769 | 0.1402 | 0 | 0 | 0.28039 | 361.3614 | 0.14081 | 0 | 0 | 0.28163 | 361.5511 | 0.14123 | 0 | 0 | 0.28245 | 361.7408 | 0.14164 | 0 | 0 | 0.28327 | 362.0253 | 0.14225 | 0 | 0 | 0.28451 | 362.215 | 0.14267 | 0 | 0 | 0.28533 | 362.4996 | 0.14328 | 0 | 0 | 0.28657 | 362.6893 | 0.14369 | 0 | 0 | 0.28739 | 362.9738 | 0.14431 | 0 | 0 | 0.28862 | 363.1635 | 0.14472 | 0 | 0 | 0.28945 | 363.1635 | 0.14472 | 0 | 0 | 0.28945
2017-12-17 02:00 | 310.1122 | 0.92432 |  | 331.2762 | 0.07556 | 0 | 0 | 0.15112 | 341.074 | 0.096811 | 0 | 0 | 0.19362 | 348.561 | 0.11305 | 0 | 0 | 0.2261 | 348.7459 | 0.11345 | 0 | 0 | 0.2269 | 349.0232 | 0.11405 | 0 | 0 | 0.22811 | 349.3005 | 0.11465 | 0 | 0 | 0.22931 | 349.5777 | 0.11526 | 0 | 0 | 0.23051 | 349.855 | 0.11586 | 0 | 0 | 0.23171 | 350.1323 | 0.11646 | 0 | 0 | 0.23292 | 350.4096 | 0.11706 | 0 | 0 | 0.23412 | 350.6869 | 0.11766 | 0 | 0 | 0.23532 | 350.8718 | 0.11806 | 0 | 0 | 0.23613 | 351.1491 | 0.11866 | 0 | 0 | 0.23733 | 351.4264 | 0.11927 | 0 | 0 | 0.23853 | 351.7037 | 0.11987 | 0 | 0 | 0.23973 | 351.8885 | 0.12027 | 0 | 0 | 0.24054 | 352.1658 | 0.12087 | 0 | 0 | 0.24174 | 352.3507 | 0.12127 | 0 | 0 | 0.24254 | 352.5356 | 0.12167 | 0 | 0 | 0.24334 | 352.8129 | 0.12227 | 0 | 0 | 0.24455 | 352.9977 | 0.12267 | 0 | 0 | 0.24535 | 353.275 | 0.12328 | 0 | 0 | 0.24655 | 353.4599 | 0.12368 | 0 | 0 | 0.24735 | 353.7372 | 0.12428 | 0 | 0 | 0.24856 | 353.922 | 0.12468 | 0 | 0 | 0.24936 | 353.922 | 0.12468 | 0 | 0 | 0.24936
2017-12-17 03:00 | 304.5446 | 0.90772 |  | 325.3286 | 0.062659 | 0 | 0 | 0.12532 | 334.9505 | 0.083529 | 0 | 0 | 0.16706 | 342.3031 | 0.099477 | 0 | 0 | 0.19895 | 342.4846 | 0.099871 | 0 | 0 | 0.19974 | 342.757 | 0.10046 | 0 | 0 | 0.20092 | 343.0293 | 0.10105 | 0 | 0 | 0.2021 | 343.3016 | 0.10164 | 0 | 0 | 0.20329 | 343.5739 | 0.10223 | 0 | 0 | 0.20447 | 343.8462 | 0.10282 | 0 | 0 | 0.20565 | 344.1185 | 0.10341 | 0 | 0 | 0.20683 | 344.3909 | 0.10401 | 0 | 0 | 0.20801 | 344.5724 | 0.1044 | 0 | 0 | 0.2088 | 344.8447 | 0.10499 | 0 | 0 | 0.20998 | 345.117 | 0.10558 | 0 | 0 | 0.21116 | 345.3894 | 0.10617 | 0 | 0 | 0.21234 | 345.5709 | 0.10656 | 0 | 0 | 0.21313 | 345.8432 | 0.10716 | 0 | 0 | 0.21431 | 346.0248 | 0.10755 | 0 | 0 | 0.2151 | 346.2063 | 0.10794 | 0 | 0 | 0.21589 | 346.4786 | 0.10853 | 0 | 0 | 0.21707 | 346.6602 | 0.10893 | 0 | 0 | 0.21786 | 346.9325 | 0.10952 | 0 | 0 | 0.21904 | 347.114 | 0.10991 | 0 | 0 | 0.21982 | 347.3864 | 0.1105 | 0 | 0 | 0.22101 | 347.5679 | 0.1109 | 0 | 0 | 0.22179 | 347.5679 | 0.1109 | 0 | 0 | 0.22179
2017-12-17 04:00 | 306.9627 | 0.91493 |  | 327.9118 | 0.068262 | 0 | 0 | 0.13652 | 337.6101 | 0.089298 | 0 | 0 | 0.1786 | 345.0211 | 0.10537 | 0 | 0 | 0.21074 | 345.2041 | 0.10577 | 0 | 0 | 0.21154 | 345.4785 | 0.10636 | 0 | 0 | 0.21273 | 345.753 | 0.10696 | 0 | 0 | 0.21392 | 346.0275 | 0.10756 | 0 | 0 | 0.21511 | 346.302 | 0.10815 | 0 | 0 | 0.2163 | 346.5765 | 0.10875 | 0 | 0 | 0.21749 | 346.8509 | 0.10934 | 0 | 0 | 0.21868 | 347.1254 | 0.10994 | 0 | 0 | 0.21987 | 347.3084 | 0.11033 | 0 | 0 | 0.22067 | 347.5829 | 0.11093 | 0 | 0 | 0.22186 | 347.8574 | 0.11152 | 0 | 0 | 0.22305 | 348.1318 | 0.11212 | 0 | 0 | 0.22424 | 348.3148 | 0.11252 | 0 | 0 | 0.22503 | 348.5893 | 0.11311 | 0 | 0 | 0.22622 | 348.7723 | 0.11351 | 0 | 0 | 0.22702 | 348.9553 | 0.11391 | 0 | 0 | 0.22781 | 349.2298 | 0.1145 | 0 | 0 | 0.229 | 349.4127 | 0.1149 | 0 | 0 | 0.2298 | 349.6872 | 0.11549 | 0 | 0 | 0.23099 | 349.8702 | 0.11589 | 0 | 0 | 0.23178 | 350.1447 | 0.11649 | 0 | 0 | 0.23297 | 350.3277 | 0.11688 | 0 | 0 | 0.23376 | 350.3277 | 0.11688 | 0 | 0 | 0.23376
2017-12-17 05:00 | 302.7479 | 0.90237 |  | 323.4094 | 0.058497 | 0 | 0 | 0.11699 | 332.9745 | 0.079243 | 0 | 0 | 0.15849 | 340.2837 | 0.095097 | 0 | 0 | 0.19019 | 340.4642 | 0.095488 | 0 | 0 | 0.19098 | 340.7349 | 0.096076 | 0 | 0 | 0.19215 | 341.0056 | 0.096663 | 0 | 0 | 0.19333 | 341.2763 | 0.09725 | 0 | 0 | 0.1945 | 341.547 | 0.097837 | 0 | 0 | 0.19567 | 341.8177 | 0.098424 | 0 | 0 | 0.19685 | 342.0885 | 0.099012 | 0 | 0 | 0.19802 | 342.3592 | 0.099599 | 0 | 0 | 0.1992 | 342.5396 | 0.09999 | 0 | 0 | 0.19998 | 342.8104 | 0.10058 | 0 | 0 | 0.20115 | 343.0811 | 0.10116 | 0 | 0 | 0.20233 | 343.3518 | 0.10175 | 0 | 0 | 0.2035 | 343.5322 | 0.10214 | 0 | 0 | 0.20429 | 343.803 | 0.10273 | 0 | 0 | 0.20546 | 343.9834 | 0.10312 | 0 | 0 | 0.20624 | 344.1639 | 0.10351 | 0 | 0 | 0.20703 | 344.4346 | 0.1041 | 0 | 0 | 0.2082 | 344.6151 | 0.10449 | 0 | 0 | 0.20898 | 344.8858 | 0.10508 | 0 | 0 | 0.21016 | 345.0663 | 0.10547 | 0 | 0 | 0.21094 | 345.337 | 0.10606 | 0 | 0 | 0.21212 | 345.5175 | 0.10645 | 0 | 0 | 0.2129 | 345.5175 | 0.10645 | 0 | 0 | 0.2129
2017-12-17 06:00 | 310.6128 | 0.92581 |  | 331.811 | 0.07672 | 0 | 0 | 0.15344 | 341.6246 | 0.098005 | 0 | 0 | 0.19601 | 349.1236 | 0.11427 | 0 | 0 | 0.22854 | 349.3088 | 0.11467 | 0 | 0 | 0.22934 | 349.5866 | 0.11527 | 0 | 0 | 0.23055 | 349.8643 | 0.11588 | 0 | 0 | 0.23175 | 350.142 | 0.11648 | 0 | 0 | 0.23296 | 350.4198 | 0.11708 | 0 | 0 | 0.23416 | 350.6975 | 0.11768 | 0 | 0 | 0.23537 | 350.9753 | 0.11829 | 0 | 0 | 0.23657 | 351.253 | 0.11889 | 0 | 0 | 0.23778 | 351.4382 | 0.11929 | 0 | 0 | 0.23858 | 351.7159 | 0.11989 | 0 | 0 | 0.23979 | 351.9937 | 0.1205 | 0 | 0 | 0.24099 | 352.2714 | 0.1211 | 0 | 0 | 0.2422 | 352.4566 | 0.1215 | 0 | 0 | 0.243 | 352.7343 | 0.1221 | 0 | 0 | 0.2442 | 352.9195 | 0.1225 | 0 | 0 | 0.24501 | 353.1046 | 0.12291 | 0 | 0 | 0.24581 | 353.3824 | 0.12351 | 0 | 0 | 0.24702 | 353.5675 | 0.12391 | 0 | 0 | 0.24782 | 353.8453 | 0.12451 | 0 | 0 | 0.24902 | 354.0304 | 0.12491 | 0 | 0 | 0.24983 | 354.3082 | 0.12552 | 0 | 0 | 0.25103 | 354.4934 | 0.12592 | 0 | 0 | 0.25184 | 354.4934 | 0.12592 | 0 | 0 | 0.25184
2017-12-17 07:00 | 309.5997 | 0.92279 |  | 330.7287 | 0.074372 | 0 | 0 | 0.14874 | 340.5103 | 0.095588 | 0 | 0 | 0.19118 | 347.9849 | 0.1118 | 0 | 0 | 0.2236 | 348.1695 | 0.1122 | 0 | 0 | 0.2244 | 348.4463 | 0.1128 | 0 | 0 | 0.2256 | 348.7232 | 0.1134 | 0 | 0 | 0.2268 | 349 | 0.114 | 0 | 0 | 0.22801 | 349.2768 | 0.1146 | 0 | 0 | 0.22921 | 349.5537 | 0.1152 | 0 | 0 | 0.23041 | 349.8305 | 0.1158 | 0 | 0 | 0.23161 | 350.1073 | 0.1164 | 0 | 0 | 0.23281 | 350.2919 | 0.1168 | 0 | 0 | 0.23361 | 350.5687 | 0.11741 | 0 | 0 | 0.23481 | 350.8456 | 0.11801 | 0 | 0 | 0.23601 | 351.1224 | 0.11861 | 0 | 0 | 0.23721 | 351.307 | 0.11901 | 0 | 0 | 0.23801 | 351.5838 | 0.11961 | 0 | 0 | 0.23921 | 351.7684 | 0.12001 | 0 | 0 | 0.24001 | 351.9529 | 0.12041 | 0 | 0 | 0.24082 | 352.2298 | 0.12101 | 0 | 0 | 0.24202 | 352.4143 | 0.12141 | 0 | 0 | 0.24282 | 352.6912 | 0.12201 | 0 | 0 | 0.24402 | 352.8757 | 0.12241 | 0 | 0 | 0.24482 | 353.1526 | 0.12301 | 0 | 0 | 0.24602 | 353.3371 | 0.12341 | 0 | 0 | 0.24682 | 353.3371 | 0.12341 | 0 | 0 | 0.24682
2017-12-17 08:00 | 308.3545 | 0.91908 |  | 329.3986 | 0.071487 | 0 | 0 | 0.14297 | 339.1408 | 0.092618 | 0 | 0 | 0.18524 | 346.5854 | 0.10877 | 0 | 0 | 0.21753 | 346.7692 | 0.10916 | 0 | 0 | 0.21833 | 347.0449 | 0.10976 | 0 | 0 | 0.21952 | 347.3206 | 0.11036 | 0 | 0 | 0.22072 | 347.5964 | 0.11096 | 0 | 0 | 0.22192 | 347.8721 | 0.11156 | 0 | 0 | 0.22311 | 348.1478 | 0.11215 | 0 | 0 | 0.22431 | 348.4235 | 0.11275 | 0 | 0 | 0.2255 | 348.6993 | 0.11335 | 0 | 0 | 0.2267 | 348.8831 | 0.11375 | 0 | 0 | 0.2275 | 349.1588 | 0.11435 | 0 | 0 | 0.22869 | 349.4345 | 0.11495 | 0 | 0 | 0.22989 | 349.7103 | 0.11554 | 0 | 0 | 0.23109 | 349.8941 | 0.11594 | 0 | 0 | 0.23188 | 350.1698 | 0.11654 | 0 | 0 | 0.23308 | 350.3536 | 0.11694 | 0 | 0 | 0.23388 | 350.5374 | 0.11734 | 0 | 0 | 0.23467 | 350.8132 | 0.11794 | 0 | 0 | 0.23587 | 350.997 | 0.11833 | 0 | 0 | 0.23667 | 351.2727 | 0.11893 | 0 | 0 | 0.23786 | 351.4565 | 0.11933 | 0 | 0 | 0.23866 | 351.7322 | 0.11993 | 0 | 0 | 0.23986 | 351.916 | 0.12033 | 0 | 0 | 0.24066 | 351.916 | 0.12033 | 0 | 0 | 0.24066
2017-12-17 09:00 | 307.4711 | 0.91645 |  | 328.4549 | 0.06944 | 0 | 0 | 0.13888 | 338.1693 | 0.090511 | 0 | 0 | 0.18102 | 345.5925 | 0.10661 | 0 | 0 | 0.21322 | 345.7758 | 0.10701 | 0 | 0 | 0.21402 | 346.0507 | 0.10761 | 0 | 0 | 0.21521 | 346.3257 | 0.1082 | 0 | 0 | 0.2164 | 346.6006 | 0.1088 | 0 | 0 | 0.2176 | 346.8755 | 0.10939 | 0 | 0 | 0.21879 | 347.1505 | 0.10999 | 0 | 0 | 0.21998 | 347.4254 | 0.11059 | 0 | 0 | 0.22117 | 347.7003 | 0.11118 | 0 | 0 | 0.22237 | 347.8836 | 0.11158 | 0 | 0 | 0.22316 | 348.1585 | 0.11218 | 0 | 0 | 0.22436 | 348.4335 | 0.11277 | 0 | 0 | 0.22555 | 348.7084 | 0.11337 | 0 | 0 | 0.22674 | 348.8917 | 0.11377 | 0 | 0 | 0.22754 | 349.1666 | 0.11436 | 0 | 0 | 0.22873 | 349.3499 | 0.11476 | 0 | 0 | 0.22952 | 349.5332 | 0.11516 | 0 | 0 | 0.23032 | 349.8082 | 0.11576 | 0 | 0 | 0.23151 | 349.9914 | 0.11615 | 0 | 0 | 0.23231 | 350.2664 | 0.11675 | 0 | 0 | 0.2335 | 350.4497 | 0.11715 | 0 | 0 | 0.23429 | 350.7246 | 0.11774 | 0 | 0 | 0.23549 | 350.9079 | 0.11814 | 0 | 0 | 0.23628 | 350.9079 | 0.11814 | 0 | 0 | 0.23628
2017-12-17 10:00 | 303.2986 | 0.90401 |  | 323.9976 | 0.059773 | 0 | 0 | 0.11955 | 333.5802 | 0.080557 | 0 | 0 | 0.16111 | 340.9026 | 0.096439 | 0 | 0 | 0.19288 | 341.0834 | 0.096832 | 0 | 0 | 0.19366 | 341.3547 | 0.09742 | 0 | 0 | 0.19484 | 341.6259 | 0.098008 | 0 | 0 | 0.19602 | 341.8971 | 0.098596 | 0 | 0 | 0.19719 | 342.1683 | 0.099185 | 0 | 0 | 0.19837 | 342.4395 | 0.099773 | 0 | 0 | 0.19955 | 342.7107 | 0.10036 | 0 | 0 | 0.20072 | 342.9819 | 0.10095 | 0 | 0 | 0.2019 | 343.1627 | 0.10134 | 0 | 0 | 0.20268 | 343.4339 | 0.10193 | 0 | 0 | 0.20386 | 343.7051 | 0.10252 | 0 | 0 | 0.20504 | 343.9763 | 0.10311 | 0 | 0 | 0.20621 | 344.1571 | 0.1035 | 0 | 0 | 0.207 | 344.4283 | 0.10409 | 0 | 0 | 0.20817 | 344.6091 | 0.10448 | 0 | 0 | 0.20896 | 344.7899 | 0.10487 | 0 | 0 | 0.20974 | 345.0611 | 0.10546 | 0 | 0 | 0.21092 | 345.2419 | 0.10585 | 0 | 0 | 0.2117 | 345.5131 | 0.10644 | 0 | 0 | 0.21288 | 345.6939 | 0.10683 | 0 | 0 | 0.21366 | 345.9651 | 0.10742 | 0 | 0 | 0.21484 | 346.1459 | 0.10781 | 0 | 0 | 0.21562 | 346.1459 | 0.10781 | 0 | 0 | 0.21562
2017-12-17 11:00 | 294.4688 | 0.87769 |  | 314.5652 | 0.039314 | 0 | 0 | 0.078627 | 323.8688 | 0.059493 | 0 | 0 | 0.11899 | 330.9781 | 0.074913 | 0 | 0 | 0.14983 | 331.1536 | 0.075294 | 0 | 0 | 0.15059 | 331.4169 | 0.075865 | 0 | 0 | 0.15173 | 331.6802 | 0.076436 | 0 | 0 | 0.15287 | 331.9435 | 0.077007 | 0 | 0 | 0.15401 | 332.2069 | 0.077578 | 0 | 0 | 0.15516 | 332.4702 | 0.078149 | 0 | 0 | 0.1563 | 332.7335 | 0.078721 | 0 | 0 | 0.15744 | 332.9968 | 0.079292 | 0 | 0 | 0.15858 | 333.1723 | 0.079672 | 0 | 0 | 0.15934 | 333.4356 | 0.080244 | 0 | 0 | 0.16049 | 333.6989 | 0.080815 | 0 | 0 | 0.16163 | 333.9622 | 0.081386 | 0 | 0 | 0.16277 | 334.1378 | 0.081766 | 0 | 0 | 0.16353 | 334.4011 | 0.082338 | 0 | 0 | 0.16468 | 334.5766 | 0.082718 | 0 | 0 | 0.16544 | 334.7522 | 0.083099 | 0 | 0 | 0.1662 | 335.0155 | 0.08367 | 0 | 0 | 0.16734 | 335.191 | 0.084051 | 0 | 0 | 0.1681 | 335.4543 | 0.084622 | 0 | 0 | 0.16924 | 335.6299 | 0.085003 | 0 | 0 | 0.17001 | 335.8932 | 0.085574 | 0 | 0 | 0.17115 | 336.0687 | 0.085955 | 0 | 0 | 0.17191 | 336.0687 | 0.085955 | 0 | 0 | 0.17191
2017-12-17 12:00 | 300.2708 | 0.89499 |  | 320.7632 | 0.052757 | 0 | 0 | 0.10551 | 330.25 | 0.073334 | 0 | 0 | 0.14667 | 337.4994 | 0.089058 | 0 | 0 | 0.17812 | 337.6784 | 0.089446 | 0 | 0 | 0.17889 | 337.9469 | 0.090028 | 0 | 0 | 0.18006 | 338.2154 | 0.090611 | 0 | 0 | 0.18122 | 338.4839 | 0.091193 | 0 | 0 | 0.18239 | 338.7524 | 0.091776 | 0 | 0 | 0.18355 | 339.0209 | 0.092358 | 0 | 0 | 0.18472 | 339.2894 | 0.09294 | 0 | 0 | 0.18588 | 339.5579 | 0.093523 | 0 | 0 | 0.18705 | 339.7369 | 0.093911 | 0 | 0 | 0.18782 | 340.0054 | 0.094493 | 0 | 0 | 0.18899 | 340.2739 | 0.095076 | 0 | 0 | 0.19015 | 340.5424 | 0.095658 | 0 | 0 | 0.19132 | 340.7213 | 0.096046 | 0 | 0 | 0.19209 | 340.9898 | 0.096629 | 0 | 0 | 0.19326 | 341.1688 | 0.097017 | 0 | 0 | 0.19403 | 341.3478 | 0.097405 | 0 | 0 | 0.19481 | 341.6163 | 0.097987 | 0 | 0 | 0.19597 | 341.7953 | 0.098376 | 0 | 0 | 0.19675 | 342.0638 | 0.098958 | 0 | 0 | 0.19792 | 342.2428 | 0.099346 | 0 | 0 | 0.19869 | 342.5113 | 0.099929 | 0 | 0 | 0.19986 | 342.6903 | 0.10032 | 0 | 0 | 0.20063 | 342.6903 | 0.10032 | 0 | 0 | 0.20063
2017-12-17 13:00 | 304.1402 | 0.90652 |  | 324.8967 | 0.061723 | 0 | 0 | 0.12345 | 334.5058 | 0.082565 | 0 | 0 | 0.16513 | 341.8486 | 0.098491 | 0 | 0 | 0.19698 | 342.0299 | 0.098885 | 0 | 0 | 0.19777 | 342.3019 | 0.099474 | 0 | 0 | 0.19895 | 342.5738 | 0.10006 | 0 | 0 | 0.20013 | 342.8458 | 0.10065 | 0 | 0 | 0.20131 | 343.1177 | 0.10124 | 0 | 0 | 0.20249 | 343.3897 | 0.10183 | 0 | 0 | 0.20367 | 343.6616 | 0.10242 | 0 | 0 | 0.20485 | 343.9336 | 0.10301 | 0 | 0 | 0.20603 | 344.1149 | 0.10341 | 0 | 0 | 0.20681 | 344.3869 | 0.104 | 0 | 0 | 0.20799 | 344.6588 | 0.10459 | 0 | 0 | 0.20917 | 344.9308 | 0.10518 | 0 | 0 | 0.21035 | 345.1121 | 0.10557 | 0 | 0 | 0.21114 | 345.384 | 0.10616 | 0 | 0 | 0.21232 | 345.5653 | 0.10655 | 0 | 0 | 0.21311 | 345.7466 | 0.10695 | 0 | 0 | 0.21389 | 346.0186 | 0.10754 | 0 | 0 | 0.21507 | 346.1999 | 0.10793 | 0 | 0 | 0.21586 | 346.4719 | 0.10852 | 0 | 0 | 0.21704 | 346.6532 | 0.10891 | 0 | 0 | 0.21782 | 346.9251 | 0.1095 | 0 | 0 | 0.219 | 347.1064 | 0.1099 | 0 | 0 | 0.21979 | 347.1064 | 0.1099 | 0 | 0 | 0.21979
2017-12-17 14:00 | 297.533 | 0.88683 |  | 317.8385 | 0.046413 | 0 | 0 | 0.092827 | 327.2389 | 0.066803 | 0 | 0 | 0.13361 | 334.4222 | 0.082383 | 0 | 0 | 0.16477 | 334.5995 | 0.082768 | 0 | 0 | 0.16554 | 334.8656 | 0.083345 | 0 | 0 | 0.16669 | 335.1316 | 0.083922 | 0 | 0 | 0.16784 | 335.3977 | 0.084499 | 0 | 0 | 0.169 | 335.6637 | 0.085076 | 0 | 0 | 0.17015 | 335.9298 | 0.085653 | 0 | 0 | 0.17131 | 336.1958 | 0.08623 | 0 | 0 | 0.17246 | 336.4619 | 0.086807 | 0 | 0 | 0.17361 | 336.6392 | 0.087192 | 0 | 0 | 0.17438 | 336.9053 | 0.087769 | 0 | 0 | 0.17554 | 337.1713 | 0.088346 | 0 | 0 | 0.17669 | 337.4374 | 0.088923 | 0 | 0 | 0.17785 | 337.6147 | 0.089308 | 0 | 0 | 0.17862 | 337.8808 | 0.089885 | 0 | 0 | 0.17977 | 338.0582 | 0.09027 | 0 | 0 | 0.18054 | 338.2355 | 0.090654 | 0 | 0 | 0.18131 | 338.5016 | 0.091232 | 0 | 0 | 0.18246 | 338.6789 | 0.091616 | 0 | 0 | 0.18323 | 338.945 | 0.092193 | 0 | 0 | 0.18439 | 339.1223 | 0.092578 | 0 | 0 | 0.18516 | 339.3884 | 0.093155 | 0 | 0 | 0.18631 | 339.5658 | 0.09354 | 0 | 0 | 0.18708 | 339.5658 | 0.09354 | 0 | 0 | 0.18708
2017-12-17 15:00 | 298.9823 | 0.89115 |  | 319.3867 | 0.049771 | 0 | 0 | 0.099543 | 328.8329 | 0.07026 | 0 | 0 | 0.14052 | 336.0512 | 0.085917 | 0 | 0 | 0.17183 | 336.2294 | 0.086303 | 0 | 0 | 0.17261 | 336.4967 | 0.086883 | 0 | 0 | 0.17377 | 336.7641 | 0.087463 | 0 | 0 | 0.17493 | 337.0314 | 0.088043 | 0 | 0 | 0.17609 | 337.2988 | 0.088623 | 0 | 0 | 0.17725 | 337.5661 | 0.089203 | 0 | 0 | 0.17841 | 337.8335 | 0.089782 | 0 | 0 | 0.17956 | 338.1008 | 0.090362 | 0 | 0 | 0.18072 | 338.279 | 0.090749 | 0 | 0 | 0.1815 | 338.5464 | 0.091329 | 0 | 0 | 0.18266 | 338.8137 | 0.091909 | 0 | 0 | 0.18382 | 339.0811 | 0.092488 | 0 | 0 | 0.18498 | 339.2593 | 0.092875 | 0 | 0 | 0.18575 | 339.5266 | 0.093455 | 0 | 0 | 0.18691 | 339.7049 | 0.093842 | 0 | 0 | 0.18768 | 339.8831 | 0.094228 | 0 | 0 | 0.18846 | 340.1504 | 0.094808 | 0 | 0 | 0.18962 | 340.3287 | 0.095195 | 0 | 0 | 0.19039 | 340.596 | 0.095774 | 0 | 0 | 0.19155 | 340.7742 | 0.096161 | 0 | 0 | 0.19232 | 341.0416 | 0.096741 | 0 | 0 | 0.19348 | 341.2198 | 0.097127 | 0 | 0 | 0.19425 | 341.2198 | 0.097127 | 0 | 0 | 0.19425
2017-12-17 16:00 | 306.638 | 0.91396 |  | 327.5649 | 0.06751 | 0 | 0 | 0.13502 | 337.2529 | 0.088523 | 0 | 0 | 0.17705 | 344.6561 | 0.10458 | 0 | 0 | 0.20916 | 344.8389 | 0.10498 | 0 | 0 | 0.20995 | 345.113 | 0.10557 | 0 | 0 | 0.21114 | 345.3872 | 0.10617 | 0 | 0 | 0.21233 | 345.6614 | 0.10676 | 0 | 0 | 0.21352 | 345.9356 | 0.10736 | 0 | 0 | 0.21471 | 346.2098 | 0.10795 | 0 | 0 | 0.2159 | 346.484 | 0.10855 | 0 | 0 | 0.21709 | 346.7582 | 0.10914 | 0 | 0 | 0.21828 | 346.941 | 0.10954 | 0 | 0 | 0.21907 | 347.2152 | 0.11013 | 0 | 0 | 0.22026 | 347.4894 | 0.11073 | 0 | 0 | 0.22145 | 347.7635 | 0.11132 | 0 | 0 | 0.22264 | 347.9463 | 0.11172 | 0 | 0 | 0.22343 | 348.2205 | 0.11231 | 0 | 0 | 0.22462 | 348.4033 | 0.11271 | 0 | 0 | 0.22542 | 348.5861 | 0.1131 | 0 | 0 | 0.22621 | 348.8603 | 0.1137 | 0 | 0 | 0.2274 | 349.0431 | 0.1141 | 0 | 0 | 0.22819 | 349.3173 | 0.11469 | 0 | 0 | 0.22938 | 349.5001 | 0.11509 | 0 | 0 | 0.23017 | 349.7743 | 0.11568 | 0 | 0 | 0.23136 | 349.9571 | 0.11608 | 0 | 0 | 0.23216 | 349.9571 | 0.11608 | 0 | 0 | 0.23216
2017-12-17 17:00 | 309.6491 | 0.92294 |  | 330.7815 | 0.074487 | 0 | 0 | 0.14897 | 340.5647 | 0.095706 | 0 | 0 | 0.19141 | 348.0405 | 0.11192 | 0 | 0 | 0.22384 | 348.2251 | 0.11232 | 0 | 0 | 0.22464 | 348.502 | 0.11292 | 0 | 0 | 0.22584 | 348.7789 | 0.11352 | 0 | 0 | 0.22705 | 349.0557 | 0.11412 | 0 | 0 | 0.22825 | 349.3326 | 0.11472 | 0 | 0 | 0.22945 | 349.6095 | 0.11532 | 0 | 0 | 0.23065 | 349.8864 | 0.11593 | 0 | 0 | 0.23185 | 350.1633 | 0.11653 | 0 | 0 | 0.23305 | 350.3478 | 0.11693 | 0 | 0 | 0.23385 | 350.6247 | 0.11753 | 0 | 0 | 0.23505 | 350.9016 | 0.11813 | 0 | 0 | 0.23625 | 351.1785 | 0.11873 | 0 | 0 | 0.23746 | 351.3631 | 0.11913 | 0 | 0 | 0.23826 | 351.64 | 0.11973 | 0 | 0 | 0.23946 | 351.8246 | 0.12013 | 0 | 0 | 0.24026 | 352.0091 | 0.12053 | 0 | 0 | 0.24106 | 352.286 | 0.12113 | 0 | 0 | 0.24226 | 352.4706 | 0.12153 | 0 | 0 | 0.24306 | 352.7475 | 0.12213 | 0 | 0 | 0.24426 | 352.9321 | 0.12253 | 0 | 0 | 0.24506 | 353.209 | 0.12313 | 0 | 0 | 0.24626 | 353.3935 | 0.12353 | 0 | 0 | 0.24706 | 353.3935 | 0.12353 | 0 | 0 | 0.24706
2017-12-17 18:00 | 311.0288 | 0.92705 |  | 332.2553 | 0.077683 | 0 | 0 | 0.15537 | 342.0821 | 0.098998 | 0 | 0 | 0.198 | 349.5912 | 0.11528 | 0 | 0 | 0.23057 | 349.7766 | 0.11569 | 0 | 0 | 0.23137 | 350.0547 | 0.11629 | 0 | 0 | 0.23258 | 350.3329 | 0.11689 | 0 | 0 | 0.23379 | 350.611 | 0.1175 | 0 | 0 | 0.23499 | 350.8891 | 0.1181 | 0 | 0 | 0.2362 | 351.1672 | 0.1187 | 0 | 0 | 0.23741 | 351.4453 | 0.11931 | 0 | 0 | 0.23861 | 351.7234 | 0.11991 | 0 | 0 | 0.23982 | 351.9088 | 0.12031 | 0 | 0 | 0.24062 | 352.187 | 0.12092 | 0 | 0 | 0.24183 | 352.4651 | 0.12152 | 0 | 0 | 0.24304 | 352.7432 | 0.12212 | 0 | 0 | 0.24424 | 352.9286 | 0.12252 | 0 | 0 | 0.24505 | 353.2067 | 0.12313 | 0 | 0 | 0.24625 | 353.3921 | 0.12353 | 0 | 0 | 0.24706 | 353.5775 | 0.12393 | 0 | 0 | 0.24786 | 353.8557 | 0.12453 | 0 | 0 | 0.24907 | 354.0411 | 0.12494 | 0 | 0 | 0.24987 | 354.3192 | 0.12554 | 0 | 0 | 0.25108 | 354.5046 | 0.12594 | 0 | 0 | 0.25188 | 354.7827 | 0.12655 | 0 | 0 | 0.25309 | 354.9681 | 0.12695 | 0 | 0 | 0.25389 | 354.9681 | 0.12695 | 0 | 0 | 0.25389
2017-12-17 19:00 | 304.1194 | 0.90646 |  | 324.8745 | 0.061674 | 0 | 0 | 0.12335 | 334.4829 | 0.082515 | 0 | 0 | 0.16503 | 341.8253 | 0.098441 | 0 | 0 | 0.19688 | 342.0065 | 0.098834 | 0 | 0 | 0.19767 | 342.2785 | 0.099424 | 0 | 0 | 0.19885 | 342.5504 | 0.10001 | 0 | 0 | 0.20003 | 342.8224 | 0.1006 | 0 | 0 | 0.20121 | 343.0943 | 0.10119 | 0 | 0 | 0.20239 | 343.3662 | 0.10178 | 0 | 0 | 0.20357 | 343.6382 | 0.10237 | 0 | 0 | 0.20475 | 343.9101 | 0.10296 | 0 | 0 | 0.20593 | 344.0914 | 0.10336 | 0 | 0 | 0.20671 | 344.3633 | 0.10395 | 0 | 0 | 0.20789 | 344.6353 | 0.10454 | 0 | 0 | 0.20907 | 344.9072 | 0.10513 | 0 | 0 | 0.21025 | 345.0885 | 0.10552 | 0 | 0 | 0.21104 | 345.3604 | 0.10611 | 0 | 0 | 0.21222 | 345.5417 | 0.1065 | 0 | 0 | 0.213 | 345.723 | 0.10689 | 0 | 0 | 0.21379 | 345.995 | 0.10748 | 0 | 0 | 0.21497 | 346.1763 | 0.10788 | 0 | 0 | 0.21576 | 346.4482 | 0.10847 | 0 | 0 | 0.21694 | 346.6295 | 0.10886 | 0 | 0 | 0.21772 | 346.9014 | 0.10945 | 0 | 0 | 0.2189 | 347.0827 | 0.10984 | 0 | 0 | 0.21969 | 347.0827 | 0.10984 | 0 | 0 | 0.21969
2017-12-17 20:00 | 294.1633 | 0.87678 |  | 314.2389 | 0.038606 | 0 | 0 | 0.077212 | 323.5328 | 0.058764 | 0 | 0 | 0.11753 | 330.6347 | 0.074168 | 0 | 0 | 0.14834 | 330.8101 | 0.074549 | 0 | 0 | 0.1491 | 331.0731 | 0.075119 | 0 | 0 | 0.15024 | 331.3362 | 0.07569 | 0 | 0 | 0.15138 | 331.5992 | 0.07626 | 0 | 0 | 0.15252 | 331.8622 | 0.076831 | 0 | 0 | 0.15366 | 332.1253 | 0.077401 | 0 | 0 | 0.1548 | 332.3883 | 0.077972 | 0 | 0 | 0.15594 | 332.6513 | 0.078542 | 0 | 0 | 0.15708 | 332.8267 | 0.078923 | 0 | 0 | 0.15785 | 333.0897 | 0.079493 | 0 | 0 | 0.15899 | 333.3528 | 0.080064 | 0 | 0 | 0.16013 | 333.6158 | 0.080634 | 0 | 0 | 0.16127 | 333.7911 | 0.081015 | 0 | 0 | 0.16203 | 334.0542 | 0.081585 | 0 | 0 | 0.16317 | 334.2295 | 0.081966 | 0 | 0 | 0.16393 | 334.4049 | 0.082346 | 0 | 0 | 0.16469 | 334.6679 | 0.082916 | 0 | 0 | 0.16583 | 334.8433 | 0.083297 | 0 | 0 | 0.16659 | 335.1063 | 0.083867 | 0 | 0 | 0.16773 | 335.2817 | 0.084248 | 0 | 0 | 0.1685 | 335.5447 | 0.084818 | 0 | 0 | 0.16964 | 335.7201 | 0.085198 | 0 | 0 | 0.1704 | 335.7201 | 0.085198 | 0 | 0 | 0.1704
2017-12-17 21:00 | 306.1548 | 0.91252 |  | 327.0487 | 0.06639 | 0 | 0 | 0.13278 | 336.7215 | 0.087371 | 0 | 0 | 0.17474 | 344.1129 | 0.1034 | 0 | 0 | 0.20681 | 344.2954 | 0.1038 | 0 | 0 | 0.2076 | 344.5692 | 0.10439 | 0 | 0 | 0.20878 | 344.8429 | 0.10499 | 0 | 0 | 0.20997 | 345.1167 | 0.10558 | 0 | 0 | 0.21116 | 345.3905 | 0.10617 | 0 | 0 | 0.21235 | 345.6642 | 0.10677 | 0 | 0 | 0.21353 | 345.938 | 0.10736 | 0 | 0 | 0.21472 | 346.2117 | 0.10795 | 0 | 0 | 0.21591 | 346.3942 | 0.10835 | 0 | 0 | 0.2167 | 346.668 | 0.10894 | 0 | 0 | 0.21789 | 346.9418 | 0.10954 | 0 | 0 | 0.21908 | 347.2155 | 0.11013 | 0 | 0 | 0.22026 | 347.398 | 0.11053 | 0 | 0 | 0.22106 | 347.6718 | 0.11112 | 0 | 0 | 0.22224 | 347.8543 | 0.11152 | 0 | 0 | 0.22304 | 348.0368 | 0.11191 | 0 | 0 | 0.22383 | 348.3105 | 0.11251 | 0 | 0 | 0.22501 | 348.493 | 0.1129 | 0 | 0 | 0.22581 | 348.7668 | 0.1135 | 0 | 0 | 0.22699 | 348.9493 | 0.11389 | 0 | 0 | 0.22779 | 349.2231 | 0.11449 | 0 | 0 | 0.22897 | 349.4056 | 0.11488 | 0 | 0 | 0.22976 | 349.4056 | 0.11488 | 0 | 0 | 0.22976
2017-12-17 22:00 | 301.947 | 0.89998 |  | 322.5538 | 0.056641 | 0 | 0 | 0.11328 | 332.0936 | 0.077333 | 0 | 0 | 0.15467 | 339.3835 | 0.093144 | 0 | 0 | 0.18629 | 339.5635 | 0.093535 | 0 | 0 | 0.18707 | 339.8335 | 0.09412 | 0 | 0 | 0.18824 | 340.1035 | 0.094706 | 0 | 0 | 0.18941 | 340.3735 | 0.095292 | 0 | 0 | 0.19058 | 340.6435 | 0.095877 | 0 | 0 | 0.19175 | 340.9135 | 0.096463 | 0 | 0 | 0.19293 | 341.1835 | 0.097049 | 0 | 0 | 0.1941 | 341.4535 | 0.097634 | 0 | 0 | 0.19527 | 341.6335 | 0.098025 | 0 | 0 | 0.19605 | 341.9035 | 0.09861 | 0 | 0 | 0.19722 | 342.1735 | 0.099196 | 0 | 0 | 0.19839 | 342.4434 | 0.099781 | 0 | 0 | 0.19956 | 342.6234 | 0.10017 | 0 | 0 | 0.20034 | 342.8934 | 0.10076 | 0 | 0 | 0.20152 | 343.0734 | 0.10115 | 0 | 0 | 0.2023 | 343.2534 | 0.10154 | 0 | 0 | 0.20308 | 343.5234 | 0.10212 | 0 | 0 | 0.20425 | 343.7034 | 0.10251 | 0 | 0 | 0.20503 | 343.9734 | 0.1031 | 0 | 0 | 0.2062 | 344.1534 | 0.10349 | 0 | 0 | 0.20698 | 344.4234 | 0.10408 | 0 | 0 | 0.20815 | 344.6034 | 0.10447 | 0 | 0 | 0.20893 | 344.6034 | 0.10447 | 0 | 0 | 0.20893
2017-12-17 23:00 | 305.3003 | 0.90998 |  | 326.136 | 0.064411 | 0 | 0 | 0.12882 | 335.7817 | 0.085332 | 0 | 0 | 0.17066 | 343.1525 | 0.10132 | 0 | 0 | 0.20264 | 343.3345 | 0.10171 | 0 | 0 | 0.20343 | 343.6075 | 0.10231 | 0 | 0 | 0.20461 | 343.8805 | 0.1029 | 0 | 0 | 0.2058 | 344.1535 | 0.10349 | 0 | 0 | 0.20698 | 344.4265 | 0.10408 | 0 | 0 | 0.20817 | 344.6995 | 0.10467 | 0 | 0 | 0.20935 | 344.9725 | 0.10527 | 0 | 0 | 0.21053 | 345.2455 | 0.10586 | 0 | 0 | 0.21172 | 345.4275 | 0.10625 | 0 | 0 | 0.21251 | 345.7005 | 0.10685 | 0 | 0 | 0.21369 | 345.9735 | 0.10744 | 0 | 0 | 0.21488 | 346.2465 | 0.10803 | 0 | 0 | 0.21606 | 346.4285 | 0.10842 | 0 | 0 | 0.21685 | 346.7015 | 0.10902 | 0 | 0 | 0.21803 | 346.8835 | 0.10941 | 0 | 0 | 0.21882 | 347.0654 | 0.10981 | 0 | 0 | 0.21961 | 347.3384 | 0.1104 | 0 | 0 | 0.2208 | 347.5204 | 0.11079 | 0 | 0 | 0.22159 | 347.7934 | 0.11139 | 0 | 0 | 0.22277 | 347.9754 | 0.11178 | 0 | 0 | 0.22356 | 348.2484 | 0.11237 | 0 | 0 | 0.22474 | 348.4304 | 0.11277 | 0 | 0 | 0.22553 | 348.4304 | 0.11277 | 0 | 0 | 0.22553
2017-12-18 | 302.1239 | 0.90051 |  | 322.7428 | 0.057051 | 0 | 0 | 0.1141 | 332.2882 | 0.077755 | 0 | 0 | 0.15551 | 339.5823 | 0.093576 | 0 | 0 | 0.18715 | 339.7624 | 0.093966 | 0 | 0 | 0.18793 | 340.0325 | 0.094552 | 0 | 0 | 0.1891 | 340.3027 | 0.095138 | 0 | 0 | 0.19028 | 340.5729 | 0.095724 | 0 | 0 | 0.19145 | 340.843 | 0.09631 | 0 | 0 | 0.19262 | 341.1132 | 0.096896 | 0 | 0 | 0.19379 | 341.3833 | 0.097482 | 0 | 0 | 0.19496 | 341.6535 | 0.098068 | 0 | 0 | 0.19614 | 341.8336 | 0.098459 | 0 | 0 | 0.19692 | 342.1037 | 0.099045 | 0 | 0 | 0.19809 | 342.3739 | 0.099631 | 0 | 0 | 0.19926 | 342.644 | 0.10022 | 0 | 0 | 0.20043 | 342.8241 | 0.10061 | 0 | 0 | 0.20121 | 343.0943 | 0.10119 | 0 | 0 | 0.20239 | 343.2744 | 0.10158 | 0 | 0 | 0.20317 | 343.4545 | 0.10197 | 0 | 0 | 0.20395 | 343.7246 | 0.10256 | 0 | 0 | 0.20512 | 343.9047 | 0.10295 | 0 | 0 | 0.2059 | 344.1749 | 0.10354 | 0 | 0 | 0.20707 | 344.355 | 0.10393 | 0 | 0 | 0.20786 | 344.6251 | 0.10451 | 0 | 0 | 0.20903 | 344.8052 | 0.1049 | 0 | 0 | 0.20981 | 344.8052 | 0.1049 | 0 | 0 | 0.20981
2017-12-18 01:00 | 307.1065 | 0.91536 |  | 328.0654 | 0.068596 | 0 | 0 | 0.13719 | 337.7682 | 0.089641 | 0 | 0 | 0.17928 | 345.1827 | 0.10572 | 0 | 0 | 0.21145 | 345.3657 | 0.10612 | 0 | 0 | 0.21224 | 345.6403 | 0.10672 | 0 | 0 | 0.21343 | 345.9149 | 0.10731 | 0 | 0 | 0.21462 | 346.1896 | 0.10791 | 0 | 0 | 0.21581 | 346.4642 | 0.1085 | 0 | 0 | 0.217 | 346.7388 | 0.1091 | 0 | 0 | 0.2182 | 347.0134 | 0.10969 | 0 | 0 | 0.21939 | 347.288 | 0.11029 | 0 | 0 | 0.22058 | 347.4711 | 0.11069 | 0 | 0 | 0.22137 | 347.7457 | 0.11128 | 0 | 0 | 0.22256 | 348.0203 | 0.11188 | 0 | 0 | 0.22376 | 348.2949 | 0.11247 | 0 | 0 | 0.22495 | 348.478 | 0.11287 | 0 | 0 | 0.22574 | 348.7526 | 0.11347 | 0 | 0 | 0.22693 | 348.9356 | 0.11386 | 0 | 0 | 0.22773 | 349.1187 | 0.11426 | 0 | 0 | 0.22852 | 349.3933 | 0.11486 | 0 | 0 | 0.22971 | 349.5764 | 0.11525 | 0 | 0 | 0.23051 | 349.851 | 0.11585 | 0 | 0 | 0.2317 | 350.0341 | 0.11625 | 0 | 0 | 0.23249 | 350.3087 | 0.11684 | 0 | 0 | 0.23368 | 350.4917 | 0.11724 | 0 | 0 | 0.23448 | 350.4917 | 0.11724 | 0 | 0 | 0.23448
2017-12-18 02:00 | 307.2542 | 0.9158 |  | 328.2231 | 0.068938 | 0 | 0 | 0.13788 | 337.9306 | 0.089993 | 0 | 0 | 0.17999 | 345.3486 | 0.10608 | 0 | 0 | 0.21217 | 345.5318 | 0.10648 | 0 | 0 | 0.21296 | 345.8065 | 0.10708 | 0 | 0 | 0.21415 | 346.0813 | 0.10767 | 0 | 0 | 0.21534 | 346.356 | 0.10827 | 0 | 0 | 0.21654 | 346.6307 | 0.10886 | 0 | 0 | 0.21773 | 346.9055 | 0.10946 | 0 | 0 | 0.21892 | 347.1802 | 0.11006 | 0 | 0 | 0.22011 | 347.455 | 0.11065 | 0 | 0 | 0.2213 | 347.6381 | 0.11105 | 0 | 0 | 0.2221 | 347.9129 | 0.11164 | 0 | 0 | 0.22329 | 348.1876 | 0.11224 | 0 | 0 | 0.22448 | 348.4623 | 0.11284 | 0 | 0 | 0.22567 | 348.6455 | 0.11323 | 0 | 0 | 0.22647 | 348.9202 | 0.11383 | 0 | 0 | 0.22766 | 349.1034 | 0.11423 | 0 | 0 | 0.22845 | 349.2866 | 0.11462 | 0 | 0 | 0.22925 | 349.5613 | 0.11522 | 0 | 0 | 0.23044 | 349.7445 | 0.11562 | 0 | 0 | 0.23123 | 350.0192 | 0.11621 | 0 | 0 | 0.23243 | 350.2024 | 0.11661 | 0 | 0 | 0.23322 | 350.4771 | 0.11721 | 0 | 0 | 0.23441 | 350.6603 | 0.1176 | 0 | 0 | 0.23521 | 350.6603 | 0.1176 | 0 | 0 | 0.23521
2017-12-18 03:00 | 317.6238 | 0.94671 |  | 339.3004 | 0.092964 | 0 | 0 | 0.18593 | 349.3355 | 0.11473 | 0 | 0 | 0.22946 | 357.0039 | 0.13136 | 0 | 0 | 0.26273 | 357.1932 | 0.13177 | 0 | 0 | 0.26355 | 357.4772 | 0.13239 | 0 | 0 | 0.26478 | 357.7612 | 0.13301 | 0 | 0 | 0.26601 | 358.0453 | 0.13362 | 0 | 0 | 0.26724 | 358.3293 | 0.13424 | 0 | 0 | 0.26848 | 358.6133 | 0.13485 | 0 | 0 | 0.26971 | 358.8973 | 0.13547 | 0 | 0 | 0.27094 | 359.1813 | 0.13609 | 0 | 0 | 0.27217 | 359.3707 | 0.1365 | 0 | 0 | 0.27299 | 359.6547 | 0.13711 | 0 | 0 | 0.27423 | 359.9387 | 0.13773 | 0 | 0 | 0.27546 | 360.2227 | 0.13834 | 0 | 0 | 0.27669 | 360.412 | 0.13876 | 0 | 0 | 0.27751 | 360.696 | 0.13937 | 0 | 0 | 0.27874 | 360.8854 | 0.13978 | 0 | 0 | 0.27956 | 361.0747 | 0.14019 | 0 | 0 | 0.28039 | 361.3587 | 0.14081 | 0 | 0 | 0.28162 | 361.5481 | 0.14122 | 0 | 0 | 0.28244 | 361.8321 | 0.14184 | 0 | 0 | 0.28367 | 362.0214 | 0.14225 | 0 | 0 | 0.28449 | 362.3054 | 0.14286 | 0 | 0 | 0.28572 | 362.4948 | 0.14327 | 0 | 0 | 0.28655 | 362.4948 | 0.14327 | 0 | 0 | 0.28655
2017-12-18 04:00 | 310.6962 | 0.92606 |  | 331.9001 | 0.076913 | 0 | 0 | 0.15383 | 341.7164 | 0.098204 | 0 | 0 | 0.19641 | 349.2175 | 0.11447 | 0 | 0 | 0.22895 | 349.4027 | 0.11488 | 0 | 0 | 0.22975 | 349.6805 | 0.11548 | 0 | 0 | 0.23096 | 349.9583 | 0.11608 | 0 | 0 | 0.23216 | 350.2361 | 0.11668 | 0 | 0 | 0.23337 | 350.514 | 0.11729 | 0 | 0 | 0.23457 | 350.7918 | 0.11789 | 0 | 0 | 0.23578 | 351.0696 | 0.11849 | 0 | 0 | 0.23698 | 351.3474 | 0.11909 | 0 | 0 | 0.23819 | 351.5326 | 0.1195 | 0 | 0 | 0.23899 | 351.8104 | 0.1201 | 0 | 0 | 0.2402 | 352.0883 | 0.1207 | 0 | 0 | 0.2414 | 352.3661 | 0.1213 | 0 | 0 | 0.24261 | 352.5513 | 0.12171 | 0 | 0 | 0.24341 | 352.8291 | 0.12231 | 0 | 0 | 0.24462 | 353.0143 | 0.12271 | 0 | 0 | 0.24542 | 353.1995 | 0.12311 | 0 | 0 | 0.24622 | 353.4773 | 0.12371 | 0 | 0 | 0.24743 | 353.6626 | 0.12412 | 0 | 0 | 0.24823 | 353.9404 | 0.12472 | 0 | 0 | 0.24944 | 354.1256 | 0.12512 | 0 | 0 | 0.25024 | 354.4034 | 0.12572 | 0 | 0 | 0.25145 | 354.5886 | 0.12612 | 0 | 0 | 0.25225 | 354.5886 | 0.12612 | 0 | 0 | 0.25225
2017-12-18 05:00 | 306.228 | 0.91274 |  | 327.1269 | 0.06656 | 0 | 0 | 0.13312 | 336.802 | 0.087545 | 0 | 0 | 0.17509 | 344.1952 | 0.10358 | 0 | 0 | 0.20716 | 344.3777 | 0.10398 | 0 | 0 | 0.20795 | 344.6516 | 0.10457 | 0 | 0 | 0.20914 | 344.9254 | 0.10516 | 0 | 0 | 0.21033 | 345.1992 | 0.10576 | 0 | 0 | 0.21152 | 345.473 | 0.10635 | 0 | 0 | 0.21271 | 345.7468 | 0.10695 | 0 | 0 | 0.21389 | 346.0207 | 0.10754 | 0 | 0 | 0.21508 | 346.2945 | 0.10813 | 0 | 0 | 0.21627 | 346.477 | 0.10853 | 0 | 0 | 0.21706 | 346.7509 | 0.10912 | 0 | 0 | 0.21825 | 347.0247 | 0.10972 | 0 | 0 | 0.21944 | 347.2985 | 0.11031 | 0 | 0 | 0.22062 | 347.4811 | 0.11071 | 0 | 0 | 0.22142 | 347.7549 | 0.1113 | 0 | 0 | 0.2226 | 347.9374 | 0.1117 | 0 | 0 | 0.2234 | 348.12 | 0.11209 | 0 | 0 | 0.22419 | 348.3938 | 0.11269 | 0 | 0 | 0.22538 | 348.5763 | 0.11308 | 0 | 0 | 0.22617 | 348.8502 | 0.11368 | 0 | 0 | 0.22736 | 349.0327 | 0.11407 | 0 | 0 | 0.22815 | 349.3065 | 0.11467 | 0 | 0 | 0.22934 | 349.4891 | 0.11506 | 0 | 0 | 0.23013 | 349.4891 | 0.11506 | 0 | 0 | 0.23013
2017-12-18 06:00 | 305.2583 | 0.90985 |  | 326.0911 | 0.064313 | 0 | 0 | 0.12863 | 335.7355 | 0.085232 | 0 | 0 | 0.17046 | 343.1053 | 0.10122 | 0 | 0 | 0.20243 | 343.2873 | 0.10161 | 0 | 0 | 0.20322 | 343.5603 | 0.1022 | 0 | 0 | 0.20441 | 343.8332 | 0.1028 | 0 | 0 | 0.20559 | 344.1062 | 0.10339 | 0 | 0 | 0.20678 | 344.3791 | 0.10398 | 0 | 0 | 0.20796 | 344.6521 | 0.10457 | 0 | 0 | 0.20914 | 344.925 | 0.10516 | 0 | 0 | 0.21033 | 345.198 | 0.10576 | 0 | 0 | 0.21151 | 345.38 | 0.10615 | 0 | 0 | 0.2123 | 345.6529 | 0.10674 | 0 | 0 | 0.21349 | 345.9259 | 0.10733 | 0 | 0 | 0.21467 | 346.1988 | 0.10793 | 0 | 0 | 0.21585 | 346.3808 | 0.10832 | 0 | 0 | 0.21664 | 346.6538 | 0.10891 | 0 | 0 | 0.21783 | 346.8357 | 0.10931 | 0 | 0 | 0.21862 | 347.0177 | 0.1097 | 0 | 0 | 0.21941 | 347.2907 | 0.1103 | 0 | 0 | 0.22059 | 347.4726 | 0.11069 | 0 | 0 | 0.22138 | 347.7456 | 0.11128 | 0 | 0 | 0.22256 | 347.9276 | 0.11168 | 0 | 0 | 0.22335 | 348.2005 | 0.11227 | 0 | 0 | 0.22454 | 348.3825 | 0.11266 | 0 | 0 | 0.22533 | 348.3825 | 0.11266 | 0 | 0 | 0.22533
2017-12-18 07:00 | 305.0289 | 0.90917 |  | 325.8461 | 0.063782 | 0 | 0 | 0.12756 | 335.4833 | 0.084685 | 0 | 0 | 0.16937 | 342.8475 | 0.10066 | 0 | 0 | 0.20132 | 343.0294 | 0.10105 | 0 | 0 | 0.2021 | 343.3021 | 0.10164 | 0 | 0 | 0.20329 | 343.5749 | 0.10224 | 0 | 0 | 0.20447 | 343.8476 | 0.10283 | 0 | 0 | 0.20565 | 344.1204 | 0.10342 | 0 | 0 | 0.20684 | 344.3931 | 0.10401 | 0 | 0 | 0.20802 | 344.6659 | 0.1046 | 0 | 0 | 0.2092 | 344.9386 | 0.10519 | 0 | 0 | 0.21039 | 345.1204 | 0.10559 | 0 | 0 | 0.21118 | 345.3932 | 0.10618 | 0 | 0 | 0.21236 | 345.6659 | 0.10677 | 0 | 0 | 0.21354 | 345.9387 | 0.10736 | 0 | 0 | 0.21473 | 346.1205 | 0.10776 | 0 | 0 | 0.21551 | 346.3933 | 0.10835 | 0 | 0 | 0.2167 | 346.5751 | 0.10874 | 0 | 0 | 0.21749 | 346.7569 | 0.10914 | 0 | 0 | 0.21827 | 347.0297 | 0.10973 | 0 | 0 | 0.21946 | 347.2115 | 0.11012 | 0 | 0 | 0.22025 | 347.4843 | 0.11072 | 0 | 0 | 0.22143 | 347.6661 | 0.11111 | 0 | 0 | 0.22222 | 347.9389 | 0.1117 | 0 | 0 | 0.2234 | 348.1207 | 0.1121 | 0 | 0 | 0.22419 | 348.1207 | 0.1121 | 0 | 0 | 0.22419
2017-12-18 08:00 | 298.399 | 0.88941 |  | 318.7636 | 0.04842 | 0 | 0 | 0.09684 | 328.1914 | 0.068869 | 0 | 0 | 0.13774 | 335.3956 | 0.084495 | 0 | 0 | 0.16899 | 335.5734 | 0.08488 | 0 | 0 | 0.16976 | 335.8403 | 0.085459 | 0 | 0 | 0.17092 | 336.1071 | 0.086038 | 0 | 0 | 0.17208 | 336.3739 | 0.086617 | 0 | 0 | 0.17323 | 336.6407 | 0.087195 | 0 | 0 | 0.17439 | 336.9076 | 0.087774 | 0 | 0 | 0.17555 | 337.1744 | 0.088353 | 0 | 0 | 0.17671 | 337.4412 | 0.088932 | 0 | 0 | 0.17786 | 337.6191 | 0.089317 | 0 | 0 | 0.17863 | 337.8859 | 0.089896 | 0 | 0 | 0.17979 | 338.1527 | 0.090475 | 0 | 0 | 0.18095 | 338.4195 | 0.091054 | 0 | 0 | 0.18211 | 338.5974 | 0.091439 | 0 | 0 | 0.18288 | 338.8643 | 0.092018 | 0 | 0 | 0.18404 | 339.0421 | 0.092404 | 0 | 0 | 0.18481 | 339.22 | 0.09279 | 0 | 0 | 0.18558 | 339.4868 | 0.093369 | 0 | 0 | 0.18674 | 339.6647 | 0.093754 | 0 | 0 | 0.18751 | 339.9315 | 0.094333 | 0 | 0 | 0.18867 | 340.1094 | 0.094719 | 0 | 0 | 0.18944 | 340.3762 | 0.095298 | 0 | 0 | 0.1906 | 340.5541 | 0.095684 | 0 | 0 | 0.19137 | 340.5541 | 0.095684 | 0 | 0 | 0.19137
2017-12-18 09:00 | 288.7924 | 0.86077 |  | 308.5014 | 0.026161 | 0 | 0 | 0.052322 | 317.6256 | 0.045952 | 0 | 0 | 0.091903 | 324.5979 | 0.061074 | 0 | 0 | 0.12215 | 324.77 | 0.061448 | 0 | 0 | 0.1229 | 325.0283 | 0.062008 | 0 | 0 | 0.12402 | 325.2865 | 0.062568 | 0 | 0 | 0.12514 | 325.5447 | 0.063128 | 0 | 0 | 0.12626 | 325.803 | 0.063688 | 0 | 0 | 0.12738 | 326.0612 | 0.064248 | 0 | 0 | 0.1285 | 326.3194 | 0.064808 | 0 | 0 | 0.12962 | 326.5777 | 0.065369 | 0 | 0 | 0.13074 | 326.7498 | 0.065742 | 0 | 0 | 0.13148 | 327.008 | 0.066302 | 0 | 0 | 0.1326 | 327.2663 | 0.066862 | 0 | 0 | 0.13372 | 327.5245 | 0.067422 | 0 | 0 | 0.13484 | 327.6967 | 0.067796 | 0 | 0 | 0.13559 | 327.9549 | 0.068356 | 0 | 0 | 0.13671 | 328.127 | 0.068729 | 0 | 0 | 0.13746 | 328.2992 | 0.069103 | 0 | 0 | 0.13821 | 328.5574 | 0.069663 | 0 | 0 | 0.13933 | 328.7296 | 0.070036 | 0 | 0 | 0.14007 | 328.9878 | 0.070596 | 0 | 0 | 0.14119 | 329.16 | 0.07097 | 0 | 0 | 0.14194 | 329.4182 | 0.07153 | 0 | 0 | 0.14306 | 329.5904 | 0.071903 | 0 | 0 | 0.14381 | 329.5904 | 0.071903 | 0 | 0 | 0.14381
2017-12-18 10:00 | 297.2177 | 0.88589 |  | 317.5018 | 0.045683 | 0 | 0 | 0.091366 | 326.8921 | 0.066051 | 0 | 0 | 0.1321 | 334.0678 | 0.081615 | 0 | 0 | 0.16323 | 334.245 | 0.081999 | 0 | 0 | 0.164 | 334.5108 | 0.082576 | 0 | 0 | 0.16515 | 334.7765 | 0.083152 | 0 | 0 | 0.1663 | 335.0423 | 0.083728 | 0 | 0 | 0.16746 | 335.3081 | 0.084305 | 0 | 0 | 0.16861 | 335.5738 | 0.084881 | 0 | 0 | 0.16976 | 335.8396 | 0.085458 | 0 | 0 | 0.17092 | 336.1054 | 0.086034 | 0 | 0 | 0.17207 | 336.2825 | 0.086418 | 0 | 0 | 0.17284 | 336.5483 | 0.086995 | 0 | 0 | 0.17399 | 336.8141 | 0.087571 | 0 | 0 | 0.17514 | 337.0798 | 0.088148 | 0 | 0 | 0.1763 | 337.257 | 0.088532 | 0 | 0 | 0.17706 | 337.5228 | 0.089109 | 0 | 0 | 0.17822 | 337.7 | 0.089493 | 0 | 0 | 0.17899 | 337.8771 | 0.089877 | 0 | 0 | 0.17975 | 338.1429 | 0.090454 | 0 | 0 | 0.18091 | 338.3201 | 0.090838 | 0 | 0 | 0.18168 | 338.5859 | 0.091414 | 0 | 0 | 0.18283 | 338.763 | 0.091799 | 0 | 0 | 0.1836 | 339.0288 | 0.092375 | 0 | 0 | 0.18475 | 339.206 | 0.092759 | 0 | 0 | 0.18552 | 339.206 | 0.092759 | 0 | 0 | 0.18552
2017-12-18 11:00 | 296.4591 | 0.88363 |  | 316.6913 | 0.043925 | 0 | 0 | 0.08785 | 326.0578 | 0.064241 | 0 | 0 | 0.12848 | 333.2151 | 0.079765 | 0 | 0 | 0.15953 | 333.3919 | 0.080149 | 0 | 0 | 0.1603 | 333.6569 | 0.080724 | 0 | 0 | 0.16145 | 333.922 | 0.081299 | 0 | 0 | 0.1626 | 334.1871 | 0.081874 | 0 | 0 | 0.16375 | 334.4522 | 0.082448 | 0 | 0 | 0.1649 | 334.7173 | 0.083023 | 0 | 0 | 0.16605 | 334.9824 | 0.083598 | 0 | 0 | 0.1672 | 335.2475 | 0.084173 | 0 | 0 | 0.16835 | 335.4242 | 0.084557 | 0 | 0 | 0.16911 | 335.6893 | 0.085132 | 0 | 0 | 0.17026 | 335.9544 | 0.085707 | 0 | 0 | 0.17141 | 336.2195 | 0.086282 | 0 | 0 | 0.17256 | 336.3962 | 0.086665 | 0 | 0 | 0.17333 | 336.6613 | 0.08724 | 0 | 0 | 0.17448 | 336.838 | 0.087623 | 0 | 0 | 0.17525 | 337.0147 | 0.088007 | 0 | 0 | 0.17601 | 337.2798 | 0.088582 | 0 | 0 | 0.17716 | 337.4565 | 0.088965 | 0 | 0 | 0.17793 | 337.7216 | 0.08954 | 0 | 0 | 0.17908 | 337.8984 | 0.089923 | 0 | 0 | 0.17985 | 338.1634 | 0.090498 | 0 | 0 | 0.181 | 338.3402 | 0.090881 | 0 | 0 | 0.18176 | 338.3402 | 0.090881 | 0 | 0 | 0.18176
2017-12-18 12:00 | 289.1401 | 0.86181 |  | 308.8729 | 0.026967 | 0 | 0 | 0.053934 | 318.0081 | 0.046781 | 0 | 0 | 0.093562 | 324.9888 | 0.061922 | 0 | 0 | 0.12384 | 325.1611 | 0.062296 | 0 | 0 | 0.12459 | 325.4197 | 0.062857 | 0 | 0 | 0.12571 | 325.6782 | 0.063418 | 0 | 0 | 0.12684 | 325.9368 | 0.063978 | 0 | 0 | 0.12796 | 326.1953 | 0.064539 | 0 | 0 | 0.12908 | 326.4538 | 0.0651 | 0 | 0 | 0.1302 | 326.7124 | 0.065661 | 0 | 0 | 0.13132 | 326.9709 | 0.066222 | 0 | 0 | 0.13244 | 327.1433 | 0.066595 | 0 | 0 | 0.13319 | 327.4018 | 0.067156 | 0 | 0 | 0.13431 | 327.6604 | 0.067717 | 0 | 0 | 0.13543 | 327.9189 | 0.068278 | 0 | 0 | 0.13656 | 328.0913 | 0.068652 | 0 | 0 | 0.1373 | 328.3498 | 0.069212 | 0 | 0 | 0.13842 | 328.5222 | 0.069586 | 0 | 0 | 0.13917 | 328.6945 | 0.06996 | 0 | 0 | 0.13992 | 328.9531 | 0.070521 | 0 | 0 | 0.14104 | 329.1255 | 0.070895 | 0 | 0 | 0.14179 | 329.384 | 0.071456 | 0 | 0 | 0.14291 | 329.5564 | 0.071829 | 0 | 0 | 0.14366 | 329.8149 | 0.07239 | 0 | 0 | 0.14478 | 329.9873 | 0.072764 | 0 | 0 | 0.14553 | 329.9873 | 0.072764 | 0 | 0 | 0.14553
2017-12-18 13:00 | 284.4277 | 0.84776 |  | 303.8389 | 0.016048 | 0 | 0 | 0.032096 | 312.8252 | 0.035539 | 0 | 0 | 0.071079 | 319.6921 | 0.050434 | 0 | 0 | 0.10087 | 319.8616 | 0.050802 | 0 | 0 | 0.1016 | 320.116 | 0.051353 | 0 | 0 | 0.10271 | 320.3703 | 0.051905 | 0 | 0 | 0.10381 | 320.6246 | 0.052456 | 0 | 0 | 0.10491 | 320.8789 | 0.053008 | 0 | 0 | 0.10602 | 321.1333 | 0.05356 | 0 | 0 | 0.10712 | 321.3876 | 0.054111 | 0 | 0 | 0.10822 | 321.6419 | 0.054663 | 0 | 0 | 0.10933 | 321.8115 | 0.055031 | 0 | 0 | 0.11006 | 322.0658 | 0.055582 | 0 | 0 | 0.11116 | 322.3201 | 0.056134 | 0 | 0 | 0.11227 | 322.5745 | 0.056686 | 0 | 0 | 0.11337 | 322.744 | 0.057053 | 0 | 0 | 0.11411 | 322.9984 | 0.057605 | 0 | 0 | 0.11521 | 323.1679 | 0.057973 | 0 | 0 | 0.11595 | 323.3375 | 0.058341 | 0 | 0 | 0.11668 | 323.5918 | 0.058892 | 0 | 0 | 0.11778 | 323.7613 | 0.05926 | 0 | 0 | 0.11852 | 324.0157 | 0.059812 | 0 | 0 | 0.11962 | 324.1852 | 0.060179 | 0 | 0 | 0.12036 | 324.4396 | 0.060731 | 0 | 0 | 0.12146 | 324.6091 | 0.061099 | 0 | 0 | 0.1222 | 324.6091 | 0.061099 | 0 | 0 | 0.1222
2017-12-18 14:00 | 288.051 | 0.85856 |  | 307.7094 | 0.024443 | 0 | 0 | 0.048887 | 316.8102 | 0.044183 | 0 | 0 | 0.088366 | 323.7646 | 0.059267 | 0 | 0 | 0.11853 | 323.9363 | 0.05964 | 0 | 0 | 0.11928 | 324.1939 | 0.060198 | 0 | 0 | 0.1204 | 324.4515 | 0.060757 | 0 | 0 | 0.12151 | 324.709 | 0.061316 | 0 | 0 | 0.12263 | 324.9666 | 0.061874 | 0 | 0 | 0.12375 | 325.2242 | 0.062433 | 0 | 0 | 0.12487 | 325.4817 | 0.062992 | 0 | 0 | 0.12598 | 325.7393 | 0.06355 | 0 | 0 | 0.1271 | 325.911 | 0.063923 | 0 | 0 | 0.12785 | 326.1686 | 0.064481 | 0 | 0 | 0.12896 | 326.4261 | 0.06504 | 0 | 0 | 0.13008 | 326.6837 | 0.065599 | 0 | 0 | 0.1312 | 326.8554 | 0.065971 | 0 | 0 | 0.13194 | 327.113 | 0.06653 | 0 | 0 | 0.13306 | 327.2847 | 0.066902 | 0 | 0 | 0.1338 | 327.4564 | 0.067275 | 0 | 0 | 0.13455 | 327.714 | 0.067833 | 0 | 0 | 0.13567 | 327.8857 | 0.068206 | 0 | 0 | 0.13641 | 328.1433 | 0.068764 | 0 | 0 | 0.13753 | 328.315 | 0.069137 | 0 | 0 | 0.13827 | 328.5726 | 0.069696 | 0 | 0 | 0.13939 | 328.7443 | 0.070068 | 0 | 0 | 0.14014 | 328.7443 | 0.070068 | 0 | 0 | 0.14014
2017-12-18 15:00 | 290.6198 | 0.86622 |  | 310.4536 | 0.030395 | 0 | 0 | 0.060791 | 319.6355 | 0.050311 | 0 | 0 | 0.10062 | 326.6519 | 0.06553 | 0 | 0 | 0.13106 | 326.8252 | 0.065905 | 0 | 0 | 0.13181 | 327.085 | 0.066469 | 0 | 0 | 0.13294 | 327.3449 | 0.067033 | 0 | 0 | 0.13407 | 327.6048 | 0.067596 | 0 | 0 | 0.13519 | 327.8646 | 0.06816 | 0 | 0 | 0.13632 | 328.1245 | 0.068724 | 0 | 0 | 0.13745 | 328.3844 | 0.069287 | 0 | 0 | 0.13857 | 328.6442 | 0.069851 | 0 | 0 | 0.1397 | 328.8175 | 0.070227 | 0 | 0 | 0.14045 | 329.0773 | 0.07079 | 0 | 0 | 0.14158 | 329.3372 | 0.071354 | 0 | 0 | 0.14271 | 329.5971 | 0.071918 | 0 | 0 | 0.14384 | 329.7703 | 0.072293 | 0 | 0 | 0.14459 | 330.0302 | 0.072857 | 0 | 0 | 0.14571 | 330.2034 | 0.073233 | 0 | 0 | 0.14647 | 330.3767 | 0.073609 | 0 | 0 | 0.14722 | 330.6365 | 0.074172 | 0 | 0 | 0.14834 | 330.8098 | 0.074548 | 0 | 0 | 0.1491 | 331.0696 | 0.075112 | 0 | 0 | 0.15022 | 331.2429 | 0.075487 | 0 | 0 | 0.15097 | 331.5028 | 0.076051 | 0 | 0 | 0.1521 | 331.676 | 0.076427 | 0 | 0 | 0.15285 | 331.676 | 0.076427 | 0 | 0 | 0.15285
2017-12-18 16:00 | 298.6811 | 0.89025 |  | 319.065 | 0.049074 | 0 | 0 | 0.098147 | 328.5017 | 0.069542 | 0 | 0 | 0.13908 | 335.7127 | 0.085182 | 0 | 0 | 0.17036 | 335.8907 | 0.085569 | 0 | 0 | 0.17114 | 336.1578 | 0.086148 | 0 | 0 | 0.1723 | 336.4249 | 0.086727 | 0 | 0 | 0.17345 | 336.692 | 0.087307 | 0 | 0 | 0.17461 | 336.959 | 0.087886 | 0 | 0 | 0.17577 | 337.2261 | 0.088465 | 0 | 0 | 0.17693 | 337.4932 | 0.089044 | 0 | 0 | 0.17809 | 337.7603 | 0.089624 | 0 | 0 | 0.17925 | 337.9383 | 0.09001 | 0 | 0 | 0.18002 | 338.2054 | 0.090589 | 0 | 0 | 0.18118 | 338.4725 | 0.091168 | 0 | 0 | 0.18234 | 338.7395 | 0.091748 | 0 | 0 | 0.1835 | 338.9176 | 0.092134 | 0 | 0 | 0.18427 | 339.1847 | 0.092713 | 0 | 0 | 0.18543 | 339.3627 | 0.093099 | 0 | 0 | 0.1862 | 339.5408 | 0.093486 | 0 | 0 | 0.18697 | 339.8078 | 0.094065 | 0 | 0 | 0.18813 | 339.9859 | 0.094451 | 0 | 0 | 0.1889 | 340.253 | 0.09503 | 0 | 0 | 0.19006 | 340.431 | 0.095416 | 0 | 0 | 0.19083 | 340.6981 | 0.095996 | 0 | 0 | 0.19199 | 340.8761 | 0.096382 | 0 | 0 | 0.19276 | 340.8761 | 0.096382 | 0 | 0 | 0.19276
2017-12-18 17:00 | 307.1458 | 0.91548 |  | 328.1074 | 0.068687 | 0 | 0 | 0.13737 | 337.8115 | 0.089735 | 0 | 0 | 0.17947 | 345.2268 | 0.10582 | 0 | 0 | 0.21164 | 345.4099 | 0.10622 | 0 | 0 | 0.21243 | 345.6846 | 0.10681 | 0 | 0 | 0.21362 | 345.9592 | 0.10741 | 0 | 0 | 0.21481 | 346.2339 | 0.108 | 0 | 0 | 0.21601 | 346.5085 | 0.1086 | 0 | 0 | 0.2172 | 346.7831 | 0.10919 | 0 | 0 | 0.21839 | 347.0578 | 0.10979 | 0 | 0 | 0.21958 | 347.3324 | 0.11039 | 0 | 0 | 0.22077 | 347.5155 | 0.11078 | 0 | 0 | 0.22157 | 347.7902 | 0.11138 | 0 | 0 | 0.22276 | 348.0648 | 0.11197 | 0 | 0 | 0.22395 | 348.3395 | 0.11257 | 0 | 0 | 0.22514 | 348.5226 | 0.11297 | 0 | 0 | 0.22593 | 348.7972 | 0.11356 | 0 | 0 | 0.22713 | 348.9803 | 0.11396 | 0 | 0 | 0.22792 | 349.1634 | 0.11436 | 0 | 0 | 0.22871 | 349.438 | 0.11495 | 0 | 0 | 0.22991 | 349.6211 | 0.11535 | 0 | 0 | 0.2307 | 349.8958 | 0.11595 | 0 | 0 | 0.23189 | 350.0789 | 0.11634 | 0 | 0 | 0.23269 | 350.3535 | 0.11694 | 0 | 0 | 0.23388 | 350.5366 | 0.11734 | 0 | 0 | 0.23467 | 350.5366 | 0.11734 | 0 | 0 | 0.23467
2017-12-18 18:00 | 311.6854 | 0.92901 |  | 332.9568 | 0.079205 | 0 | 0 | 0.15841 | 342.8042 | 0.10056 | 0 | 0 | 0.20113 | 350.3292 | 0.11689 | 0 | 0 | 0.23377 | 350.515 | 0.11729 | 0 | 0 | 0.23458 | 350.7937 | 0.11789 | 0 | 0 | 0.23579 | 351.0724 | 0.1185 | 0 | 0 | 0.237 | 351.3511 | 0.1191 | 0 | 0 | 0.2382 | 351.6298 | 0.11971 | 0 | 0 | 0.23941 | 351.9085 | 0.12031 | 0 | 0 | 0.24062 | 352.1872 | 0.12092 | 0 | 0 | 0.24183 | 352.4659 | 0.12152 | 0 | 0 | 0.24304 | 352.6517 | 0.12192 | 0 | 0 | 0.24385 | 352.9304 | 0.12253 | 0 | 0 | 0.24506 | 353.2091 | 0.12313 | 0 | 0 | 0.24626 | 353.4878 | 0.12374 | 0 | 0 | 0.24747 | 353.6736 | 0.12414 | 0 | 0 | 0.24828 | 353.9524 | 0.12474 | 0 | 0 | 0.24949 | 354.1382 | 0.12515 | 0 | 0 | 0.25029 | 354.324 | 0.12555 | 0 | 0 | 0.2511 | 354.6027 | 0.12615 | 0 | 0 | 0.25231 | 354.7885 | 0.12656 | 0 | 0 | 0.25312 | 355.0672 | 0.12716 | 0 | 0 | 0.25432 | 355.253 | 0.12757 | 0 | 0 | 0.25513 | 355.5317 | 0.12817 | 0 | 0 | 0.25634 | 355.7175 | 0.12857 | 0 | 0 | 0.25715 | 355.7175 | 0.12857 | 0 | 0 | 0.25715
2017-12-18 19:00 | 312.1664 | 0.93044 |  | 333.4706 | 0.080319 | 0 | 0 | 0.16064 | 343.3333 | 0.10171 | 0 | 0 | 0.20342 | 350.8699 | 0.11806 | 0 | 0 | 0.23612 | 351.056 | 0.11846 | 0 | 0 | 0.23692 | 351.3351 | 0.11907 | 0 | 0 | 0.23814 | 351.6143 | 0.11967 | 0 | 0 | 0.23935 | 351.8934 | 0.12028 | 0 | 0 | 0.24056 | 352.1725 | 0.12088 | 0 | 0 | 0.24177 | 352.4517 | 0.12149 | 0 | 0 | 0.24298 | 352.7308 | 0.12209 | 0 | 0 | 0.24419 | 353.0099 | 0.1227 | 0 | 0 | 0.2454 | 353.196 | 0.1231 | 0 | 0 | 0.24621 | 353.4752 | 0.12371 | 0 | 0 | 0.24742 | 353.7543 | 0.12431 | 0 | 0 | 0.24863 | 354.0334 | 0.12492 | 0 | 0 | 0.24984 | 354.2195 | 0.12532 | 0 | 0 | 0.25065 | 354.4986 | 0.12593 | 0 | 0 | 0.25186 | 354.6847 | 0.12633 | 0 | 0 | 0.25267 | 354.8708 | 0.12674 | 0 | 0 | 0.25347 | 355.15 | 0.12734 | 0 | 0 | 0.25468 | 355.336 | 0.12775 | 0 | 0 | 0.25549 | 355.6152 | 0.12835 | 0 | 0 | 0.2567 | 355.8013 | 0.12875 | 0 | 0 | 0.25751 | 356.0804 | 0.12936 | 0 | 0 | 0.25872 | 356.2665 | 0.12976 | 0 | 0 | 0.25953 | 356.2665 | 0.12976 | 0 | 0 | 0.25953
2017-12-18 20:00 | 313.1908 | 0.9335 |  | 334.5649 | 0.082693 | 0 | 0 | 0.16539 | 344.46 | 0.10416 | 0 | 0 | 0.20831 | 352.0213 | 0.12056 | 0 | 0 | 0.24111 | 352.208 | 0.12096 | 0 | 0 | 0.24192 | 352.488 | 0.12157 | 0 | 0 | 0.24314 | 352.7681 | 0.12218 | 0 | 0 | 0.24435 | 353.0481 | 0.12278 | 0 | 0 | 0.24557 | 353.3282 | 0.12339 | 0 | 0 | 0.24678 | 353.6082 | 0.124 | 0 | 0 | 0.248 | 353.8883 | 0.12461 | 0 | 0 | 0.24921 | 354.1683 | 0.12521 | 0 | 0 | 0.25043 | 354.355 | 0.12562 | 0 | 0 | 0.25124 | 354.6351 | 0.12623 | 0 | 0 | 0.25245 | 354.9151 | 0.12683 | 0 | 0 | 0.25367 | 355.1952 | 0.12744 | 0 | 0 | 0.25488 | 355.3819 | 0.12784 | 0 | 0 | 0.25569 | 355.6619 | 0.12845 | 0 | 0 | 0.2569 | 355.8486 | 0.12886 | 0 | 0 | 0.25771 | 356.0353 | 0.12926 | 0 | 0 | 0.25852 | 356.3154 | 0.12987 | 0 | 0 | 0.25974 | 356.5021 | 0.13027 | 0 | 0 | 0.26055 | 356.7821 | 0.13088 | 0 | 0 | 0.26176 | 356.9688 | 0.13129 | 0 | 0 | 0.26257 | 357.2489 | 0.13189 | 0 | 0 | 0.26379 | 357.4356 | 0.1323 | 0 | 0 | 0.2646 | 357.4356 | 0.1323 | 0 | 0 | 0.2646
2017-12-18 21:00 | 321.8363 | 0.95926 |  | 343.8005 | 0.10272 | 0 | 0 | 0.20545 | 353.9687 | 0.12478 | 0 | 0 | 0.24956 | 361.7387 | 0.14163 | 0 | 0 | 0.28327 | 361.9306 | 0.14205 | 0 | 0 | 0.2841 | 362.2184 | 0.14267 | 0 | 0 | 0.28535 | 362.5061 | 0.1433 | 0 | 0 | 0.28659 | 362.7939 | 0.14392 | 0 | 0 | 0.28784 | 363.0817 | 0.14455 | 0 | 0 | 0.28909 | 363.3695 | 0.14517 | 0 | 0 | 0.29034 | 363.6573 | 0.14579 | 0 | 0 | 0.29159 | 363.945 | 0.14642 | 0 | 0 | 0.29284 | 364.1369 | 0.14683 | 0 | 0 | 0.29367 | 364.4247 | 0.14746 | 0.0016074 | 0 | 0.29652 | 364.7125 | 0.14808 | 0.020356 | 0 | 0.31652 | 365.0002 | 0.14871 | 0.039105 | 0 | 0.33652 | 365.1921 | 0.14912 | 0.051604 | 0 | 0.34985 | 365.4799 | 0.14975 | 0.070353 | 0 | 0.36985 | 365.6717 | 0.15016 | 0.082852 | 0 | 0.38318 | 365.8636 | 0.15058 | 0.095352 | 0 | 0.39651 | 366.1513 | 0.1512 | 0.1141 | 0 | 0.41651 | 366.3432 | 0.15162 | 0.1266 | 0 | 0.42984 | 366.631 | 0.15224 | 0.14535 | 0 | 0.44984 | 366.8228 | 0.15266 | 0.15785 | 0 | 0.46317 | 367.1106 | 0.15328 | 0.1766 | 0 | 0.48317 | 367.3025 | 0.1537 | 0.1891 | 0.0047212 | 0.50594 | 367.3025 | 0.1537 | 0.1891 | 0.0047212 | 0.50594
2017-12-18 22:00 | 321.8026 | 0.95916 |  | 343.7645 | 0.10265 | 0 | 0 | 0.20529 | 353.9316 | 0.1247 | 0 | 0 | 0.2494 | 361.7008 | 0.14155 | 0 | 0 | 0.2831 | 361.8927 | 0.14197 | 0 | 0 | 0.28393 | 362.1804 | 0.14259 | 0 | 0 | 0.28518 | 362.4682 | 0.14322 | 0 | 0 | 0.28643 | 362.7559 | 0.14384 | 0 | 0 | 0.28768 | 363.0437 | 0.14446 | 0 | 0 | 0.28893 | 363.3314 | 0.14509 | 0 | 0 | 0.29017 | 363.6192 | 0.14571 | 0 | 0 | 0.29142 | 363.9069 | 0.14634 | 0 | 0 | 0.29267 | 364.0987 | 0.14675 | 0 | 0 | 0.2935 | 364.3865 | 0.14738 | 0 | 0 | 0.29475 | 364.6742 | 0.148 | 0.017867 | 0 | 0.31387 | 364.962 | 0.14862 | 0.036613 | 0 | 0.33386 | 365.1538 | 0.14904 | 0.049111 | 0 | 0.34719 | 365.4416 | 0.14966 | 0.067858 | 0 | 0.36719 | 365.6334 | 0.15008 | 0.080356 | 0 | 0.38052 | 365.8252 | 0.1505 | 0.092854 | 0 | 0.39385 | 366.113 | 0.15112 | 0.1116 | 0 | 0.41384 | 366.3048 | 0.15154 | 0.1241 | 0 | 0.42717 | 366.5926 | 0.15216 | 0.14285 | 0 | 0.44717 | 366.7844 | 0.15258 | 0.15534 | 0 | 0.4605 | 367.0721 | 0.1532 | 0.17409 | 0 | 0.48049 | 367.264 | 0.15362 | 0.18659 | 0.0022139 | 0.49825 | 367.264 | 0.15362 | 0.18659 | 0.0022139 | 0.49825
2017-12-18 23:00 | 318.8317 | 0.95031 |  | 340.5909 | 0.095763 | 0 | 0 | 0.19153 | 350.6641 | 0.11761 | 0 | 0 | 0.23522 | 358.3616 | 0.13431 | 0 | 0 | 0.26862 | 358.5517 | 0.13472 | 0 | 0 | 0.26944 | 358.8368 | 0.13534 | 0 | 0 | 0.27068 | 359.1219 | 0.13596 | 0 | 0 | 0.27191 | 359.407 | 0.13658 | 0 | 0 | 0.27315 | 359.6921 | 0.13719 | 0 | 0 | 0.27439 | 359.9772 | 0.13781 | 0 | 0 | 0.27562 | 360.2623 | 0.13843 | 0 | 0 | 0.27686 | 360.5473 | 0.13905 | 0 | 0 | 0.2781 | 360.7374 | 0.13946 | 0 | 0 | 0.27892 | 361.0225 | 0.14008 | 0 | 0 | 0.28016 | 361.3076 | 0.1407 | 0 | 0 | 0.2814 | 361.5927 | 0.14132 | 0 | 0 | 0.28263 | 361.7827 | 0.14173 | 0 | 0 | 0.28346 | 362.0678 | 0.14235 | 0 | 0 | 0.28469 | 362.2579 | 0.14276 | 0 | 0 | 0.28552 | 362.448 | 0.14317 | 0 | 0 | 0.28634 | 362.7331 | 0.14379 | 0 | 0 | 0.28758 | 362.9231 | 0.1442 | 0 | 0 | 0.2884 | 363.2082 | 0.14482 | 0 | 0 | 0.28964 | 363.3983 | 0.14523 | 0 | 0 | 0.29046 | 363.6834 | 0.14585 | 0 | 0 | 0.2917 | 363.8734 | 0.14626 | 0 | 0 | 0.29253 | 363.8734 | 0.14626 | 0 | 0 | 0.29253
2017-12-19 | 315.0807 | 0.93913 |  | 336.5839 | 0.087072 | 0 | 0 | 0.17414 | 346.5386 | 0.10866 | 0 | 0 | 0.21733 | 354.1456 | 0.12516 | 0 | 0 | 0.25033 | 354.3334 | 0.12557 | 0 | 0 | 0.25114 | 354.6151 | 0.12618 | 0 | 0 | 0.25236 | 354.8969 | 0.12679 | 0 | 0 | 0.25359 | 355.1786 | 0.1274 | 0 | 0 | 0.25481 | 355.4603 | 0.12802 | 0 | 0 | 0.25603 | 355.7421 | 0.12863 | 0 | 0 | 0.25725 | 356.0238 | 0.12924 | 0 | 0 | 0.25847 | 356.3056 | 0.12985 | 0 | 0 | 0.2597 | 356.4934 | 0.13026 | 0 | 0 | 0.26051 | 356.7751 | 0.13087 | 0 | 0 | 0.26173 | 357.0569 | 0.13148 | 0 | 0 | 0.26296 | 357.3386 | 0.13209 | 0 | 0 | 0.26418 | 357.5264 | 0.1325 | 0 | 0 | 0.26499 | 357.8082 | 0.13311 | 0 | 0 | 0.26622 | 357.996 | 0.13351 | 0 | 0 | 0.26703 | 358.1838 | 0.13392 | 0 | 0 | 0.26784 | 358.4656 | 0.13453 | 0 | 0 | 0.26907 | 358.6534 | 0.13494 | 0 | 0 | 0.26988 | 358.9351 | 0.13555 | 0 | 0 | 0.2711 | 359.1229 | 0.13596 | 0 | 0 | 0.27192 | 359.4047 | 0.13657 | 0 | 0 | 0.27314 | 359.5925 | 0.13698 | 0 | 0 | 0.27396 | 359.5925 | 0.13698 | 0 | 0 | 0.27396
2017-12-19 01:00 | 315.8309 | 0.94136 |  | 337.3852 | 0.08881 | 0 | 0 | 0.17762 | 347.3637 | 0.11045 | 0 | 0 | 0.22091 | 354.9887 | 0.12699 | 0 | 0 | 0.25398 | 355.177 | 0.1274 | 0 | 0 | 0.2548 | 355.4594 | 0.12801 | 0 | 0 | 0.25603 | 355.7418 | 0.12863 | 0 | 0 | 0.25725 | 356.0242 | 0.12924 | 0 | 0 | 0.25848 | 356.3067 | 0.12985 | 0 | 0 | 0.2597 | 356.5891 | 0.13046 | 0 | 0 | 0.26093 | 356.8715 | 0.13108 | 0 | 0 | 0.26215 | 357.1539 | 0.13169 | 0 | 0 | 0.26338 | 357.3422 | 0.1321 | 0 | 0 | 0.26419 | 357.6246 | 0.13271 | 0 | 0 | 0.26542 | 357.907 | 0.13332 | 0 | 0 | 0.26664 | 358.1894 | 0.13393 | 0 | 0 | 0.26787 | 358.3777 | 0.13434 | 0 | 0 | 0.26869 | 358.6601 | 0.13496 | 0 | 0 | 0.26991 | 358.8483 | 0.13536 | 0 | 0 | 0.27073 | 359.0366 | 0.13577 | 0 | 0 | 0.27154 | 359.319 | 0.13638 | 0 | 0 | 0.27277 | 359.5073 | 0.13679 | 0 | 0 | 0.27359 | 359.7897 | 0.13741 | 0 | 0 | 0.27481 | 359.978 | 0.13781 | 0 | 0 | 0.27563 | 360.2604 | 0.13843 | 0 | 0 | 0.27685 | 360.4487 | 0.13883 | 0 | 0 | 0.27767 | 360.4487 | 0.13883 | 0 | 0 | 0.27767
2017-12-19 02:00 | 318.098 | 0.94812 |  | 339.807 | 0.094063 | 0 | 0 | 0.18813 | 349.8571 | 0.11586 | 0 | 0 | 0.23172 | 357.5369 | 0.13252 | 0 | 0 | 0.26504 | 357.7265 | 0.13293 | 0 | 0 | 0.26586 | 358.0109 | 0.13355 | 0 | 0 | 0.26709 | 358.2954 | 0.13416 | 0 | 0 | 0.26833 | 358.5798 | 0.13478 | 0 | 0 | 0.26956 | 358.8643 | 0.1354 | 0 | 0 | 0.2708 | 359.1487 | 0.13602 | 0 | 0 | 0.27203 | 359.4331 | 0.13663 | 0 | 0 | 0.27326 | 359.7176 | 0.13725 | 0 | 0 | 0.2745 | 359.9072 | 0.13766 | 0 | 0 | 0.27532 | 360.1916 | 0.13828 | 0 | 0 | 0.27655 | 360.4761 | 0.13889 | 0 | 0 | 0.27779 | 360.7605 | 0.13951 | 0 | 0 | 0.27902 | 360.9501 | 0.13992 | 0 | 0 | 0.27984 | 361.2346 | 0.14054 | 0 | 0 | 0.28108 | 361.4242 | 0.14095 | 0 | 0 | 0.2819 | 361.6138 | 0.14136 | 0 | 0 | 0.28272 | 361.8982 | 0.14198 | 0 | 0 | 0.28396 | 362.0879 | 0.14239 | 0 | 0 | 0.28478 | 362.3723 | 0.14301 | 0 | 0 | 0.28601 | 362.5619 | 0.14342 | 0 | 0 | 0.28684 | 362.8464 | 0.14404 | 0 | 0 | 0.28807 | 363.036 | 0.14445 | 0 | 0 | 0.28889 | 363.036 | 0.14445 | 0 | 0 | 0.28889
2017-12-19 03:00 | 319.2358 | 0.95151 |  | 341.0225 | 0.096699 | 0 | 0 | 0.1934 | 351.1085 | 0.11858 | 0 | 0 | 0.23715 | 358.8158 | 0.13529 | 0 | 0 | 0.27059 | 359.0061 | 0.13571 | 0 | 0 | 0.27141 | 359.2916 | 0.13633 | 0 | 0 | 0.27265 | 359.577 | 0.13694 | 0 | 0 | 0.27389 | 359.8625 | 0.13756 | 0 | 0 | 0.27513 | 360.1479 | 0.13818 | 0 | 0 | 0.27636 | 360.4334 | 0.1388 | 0 | 0 | 0.2776 | 360.7188 | 0.13942 | 0 | 0 | 0.27884 | 361.0043 | 0.14004 | 0 | 0 | 0.28008 | 361.1946 | 0.14045 | 0 | 0 | 0.28091 | 361.48 | 0.14107 | 0 | 0 | 0.28214 | 361.7655 | 0.14169 | 0 | 0 | 0.28338 | 362.0509 | 0.14231 | 0 | 0 | 0.28462 | 362.2413 | 0.14272 | 0 | 0 | 0.28545 | 362.5267 | 0.14334 | 0 | 0 | 0.28668 | 362.717 | 0.14375 | 0 | 0 | 0.28751 | 362.9073 | 0.14417 | 0 | 0 | 0.28834 | 363.1928 | 0.14479 | 0 | 0 | 0.28957 | 363.3831 | 0.1452 | 0 | 0 | 0.2904 | 363.6685 | 0.14582 | 0 | 0 | 0.29164 | 363.8588 | 0.14623 | 0 | 0 | 0.29246 | 364.1443 | 0.14685 | 0 | 0 | 0.2937 | 364.3346 | 0.14726 | 0 | 0 | 0.29453 | 364.3346 | 0.14726 | 0 | 0 | 0.29453
2017-12-19 04:00 | 318.9872 | 0.95077 |  | 340.7569 | 0.096123 | 0 | 0 | 0.19225 | 350.8351 | 0.11798 | 0 | 0 | 0.23597 | 358.5363 | 0.13469 | 0 | 0 | 0.26937 | 358.7265 | 0.1351 | 0 | 0 | 0.2702 | 359.0117 | 0.13572 | 0 | 0 | 0.27144 | 359.297 | 0.13634 | 0 | 0 | 0.27267 | 359.5822 | 0.13696 | 0 | 0 | 0.27391 | 359.8674 | 0.13757 | 0 | 0 | 0.27515 | 360.1527 | 0.13819 | 0 | 0 | 0.27639 | 360.4379 | 0.13881 | 0 | 0 | 0.27762 | 360.7231 | 0.13943 | 0 | 0 | 0.27886 | 360.9133 | 0.13984 | 0 | 0 | 0.27969 | 361.1985 | 0.14046 | 0 | 0 | 0.28092 | 361.4837 | 0.14108 | 0 | 0 | 0.28216 | 361.769 | 0.1417 | 0 | 0 | 0.2834 | 361.9591 | 0.14211 | 0 | 0 | 0.28422 | 362.2444 | 0.14273 | 0 | 0 | 0.28546 | 362.4345 | 0.14314 | 0 | 0 | 0.28628 | 362.6247 | 0.14355 | 0 | 0 | 0.28711 | 362.9099 | 0.14417 | 0 | 0 | 0.28835 | 363.1 | 0.14459 | 0 | 0 | 0.28917 | 363.3853 | 0.1452 | 0 | 0 | 0.29041 | 363.5754 | 0.14562 | 0 | 0 | 0.29123 | 363.8607 | 0.14624 | 0 | 0 | 0.29247 | 364.0508 | 0.14665 | 0 | 0 | 0.2933 | 364.0508 | 0.14665 | 0 | 0 | 0.2933
2017-12-19 05:00 | 318.9029 | 0.95052 |  | 340.6669 | 0.095928 | 0 | 0 | 0.19186 | 350.7424 | 0.11778 | 0 | 0 | 0.23556 | 358.4417 | 0.13448 | 0 | 0 | 0.26896 | 358.6318 | 0.13489 | 0 | 0 | 0.26979 | 358.9169 | 0.13551 | 0 | 0 | 0.27102 | 359.2021 | 0.13613 | 0 | 0 | 0.27226 | 359.4872 | 0.13675 | 0 | 0 | 0.2735 | 359.7724 | 0.13737 | 0 | 0 | 0.27474 | 360.0575 | 0.13799 | 0 | 0 | 0.27597 | 360.3427 | 0.1386 | 0 | 0 | 0.27721 | 360.6279 | 0.13922 | 0 | 0 | 0.27845 | 360.818 | 0.13964 | 0 | 0 | 0.27927 | 361.1031 | 0.14025 | 0 | 0 | 0.28051 | 361.3883 | 0.14087 | 0 | 0 | 0.28175 | 361.6734 | 0.14149 | 0 | 0 | 0.28298 | 361.8635 | 0.1419 | 0 | 0 | 0.28381 | 362.1487 | 0.14252 | 0 | 0 | 0.28504 | 362.3388 | 0.14293 | 0 | 0 | 0.28587 | 362.5289 | 0.14335 | 0 | 0 | 0.28669 | 362.8141 | 0.14397 | 0 | 0 | 0.28793 | 363.0042 | 0.14438 | 0 | 0 | 0.28876 | 363.2893 | 0.145 | 0 | 0 | 0.28999 | 363.4794 | 0.14541 | 0 | 0 | 0.29082 | 363.7646 | 0.14603 | 0 | 0 | 0.29205 | 363.9547 | 0.14644 | 0 | 0 | 0.29288 | 363.9547 | 0.14644 | 0 | 0 | 0.29288
2017-12-19 06:00 | 317.2432 | 0.94557 |  | 338.8939 | 0.092082 | 0 | 0 | 0.18416 | 348.917 | 0.11382 | 0 | 0 | 0.22765 | 356.5761 | 0.13044 | 0 | 0 | 0.26087 | 356.7652 | 0.13085 | 0 | 0 | 0.26169 | 357.0489 | 0.13146 | 0 | 0 | 0.26292 | 357.3326 | 0.13208 | 0 | 0 | 0.26415 | 357.6163 | 0.13269 | 0 | 0 | 0.26538 | 357.8999 | 0.13331 | 0 | 0 | 0.26661 | 358.1836 | 0.13392 | 0 | 0 | 0.26784 | 358.4673 | 0.13454 | 0 | 0 | 0.26907 | 358.7509 | 0.13515 | 0 | 0 | 0.2703 | 358.9401 | 0.13556 | 0 | 0 | 0.27113 | 359.2237 | 0.13618 | 0 | 0 | 0.27236 | 359.5074 | 0.13679 | 0 | 0 | 0.27359 | 359.7911 | 0.13741 | 0 | 0 | 0.27482 | 359.9802 | 0.13782 | 0 | 0 | 0.27564 | 360.2639 | 0.13843 | 0 | 0 | 0.27687 | 360.453 | 0.13884 | 0 | 0 | 0.27769 | 360.6421 | 0.13925 | 0 | 0 | 0.27851 | 360.9258 | 0.13987 | 0 | 0 | 0.27974 | 361.1149 | 0.14028 | 0 | 0 | 0.28056 | 361.3986 | 0.1409 | 0 | 0 | 0.28179 | 361.5877 | 0.14131 | 0 | 0 | 0.28261 | 361.8713 | 0.14192 | 0 | 0 | 0.28384 | 362.0605 | 0.14233 | 0 | 0 | 0.28466 | 362.0605 | 0.14233 | 0 | 0 | 0.28466
2017-12-19 07:00 | 319.7077 | 0.95292 |  | 341.5266 | 0.097793 | 0 | 0 | 0.19559 | 351.6276 | 0.1197 | 0 | 0 | 0.2394 | 359.3462 | 0.13644 | 0 | 0 | 0.27289 | 359.5368 | 0.13686 | 0 | 0 | 0.27371 | 359.8227 | 0.13748 | 0 | 0 | 0.27495 | 360.1086 | 0.1381 | 0 | 0 | 0.27619 | 360.3945 | 0.13872 | 0 | 0 | 0.27743 | 360.6803 | 0.13934 | 0 | 0 | 0.27867 | 360.9662 | 0.13996 | 0 | 0 | 0.27991 | 361.2521 | 0.14058 | 0 | 0 | 0.28115 | 361.538 | 0.1412 | 0 | 0 | 0.28239 | 361.7285 | 0.14161 | 0 | 0 | 0.28322 | 362.0144 | 0.14223 | 0 | 0 | 0.28446 | 362.3003 | 0.14285 | 0 | 0 | 0.2857 | 362.5862 | 0.14347 | 0 | 0 | 0.28694 | 362.7768 | 0.14388 | 0 | 0 | 0.28777 | 363.0626 | 0.1445 | 0 | 0 | 0.28901 | 363.2532 | 0.14492 | 0 | 0 | 0.28984 | 363.4438 | 0.14533 | 0 | 0 | 0.29066 | 363.7297 | 0.14595 | 0 | 0 | 0.2919 | 363.9203 | 0.14636 | 0 | 0 | 0.29273 | 364.2061 | 0.14698 | 0 | 0 | 0.29397 | 364.3967 | 0.1474 | 0 | 0 | 0.2948 | 364.6826 | 0.14802 | 0.018411 | 0 | 0.31445 | 364.8732 | 0.14843 | 0.030828 | 0 | 0.32769 | 364.8732 | 0.14843 | 0.030828 | 0 | 0.32769
2017-12-19 08:00 | 310.0509 | 0.92414 |  | 331.2108 | 0.075418 | 0 | 0 | 0.15084 | 341.0066 | 0.096665 | 0 | 0 | 0.19333 | 348.4922 | 0.1129 | 0 | 0 | 0.2258 | 348.677 | 0.1133 | 0 | 0 | 0.2266 | 348.9542 | 0.1139 | 0 | 0 | 0.22781 | 349.2315 | 0.1145 | 0 | 0 | 0.22901 | 349.5087 | 0.11511 | 0 | 0 | 0.23021 | 349.786 | 0.11571 | 0 | 0 | 0.23141 | 350.0632 | 0.11631 | 0 | 0 | 0.23262 | 350.3404 | 0.11691 | 0 | 0 | 0.23382 | 350.6177 | 0.11751 | 0 | 0 | 0.23502 | 350.8025 | 0.11791 | 0 | 0 | 0.23582 | 351.0797 | 0.11851 | 0 | 0 | 0.23703 | 351.357 | 0.11911 | 0 | 0 | 0.23823 | 351.6342 | 0.11972 | 0 | 0 | 0.23943 | 351.8191 | 0.12012 | 0 | 0 | 0.24023 | 352.0963 | 0.12072 | 0 | 0 | 0.24144 | 352.2811 | 0.12112 | 0 | 0 | 0.24224 | 352.466 | 0.12152 | 0 | 0 | 0.24304 | 352.7432 | 0.12212 | 0 | 0 | 0.24424 | 352.928 | 0.12252 | 0 | 0 | 0.24505 | 353.2053 | 0.12312 | 0 | 0 | 0.24625 | 353.3901 | 0.12352 | 0 | 0 | 0.24705 | 353.6673 | 0.12413 | 0 | 0 | 0.24825 | 353.8522 | 0.12453 | 0 | 0 | 0.24905 | 353.8522 | 0.12453 | 0 | 0 | 0.24905
2017-12-19 09:00 | 299.0518 | 0.89135 |  | 319.461 | 0.049933 | 0 | 0 | 0.099865 | 328.9093 | 0.070426 | 0 | 0 | 0.14085 | 336.1293 | 0.086086 | 0 | 0 | 0.17217 | 336.3076 | 0.086473 | 0 | 0 | 0.17295 | 336.575 | 0.087053 | 0 | 0 | 0.17411 | 336.8424 | 0.087633 | 0 | 0 | 0.17527 | 337.1098 | 0.088213 | 0 | 0 | 0.17643 | 337.3772 | 0.088793 | 0 | 0 | 0.17759 | 337.6446 | 0.089373 | 0 | 0 | 0.17875 | 337.912 | 0.089953 | 0 | 0 | 0.17991 | 338.1794 | 0.090533 | 0 | 0 | 0.18107 | 338.3577 | 0.090919 | 0 | 0 | 0.18184 | 338.6251 | 0.091499 | 0 | 0 | 0.183 | 338.8925 | 0.092079 | 0 | 0 | 0.18416 | 339.1599 | 0.092659 | 0 | 0 | 0.18532 | 339.3382 | 0.093046 | 0 | 0 | 0.18609 | 339.6056 | 0.093626 | 0 | 0 | 0.18725 | 339.7839 | 0.094013 | 0 | 0 | 0.18803 | 339.9621 | 0.094399 | 0 | 0 | 0.1888 | 340.2295 | 0.094979 | 0 | 0 | 0.18996 | 340.4078 | 0.095366 | 0 | 0 | 0.19073 | 340.6752 | 0.095946 | 0 | 0 | 0.19189 | 340.8535 | 0.096333 | 0 | 0 | 0.19267 | 341.1209 | 0.096913 | 0 | 0 | 0.19383 | 341.2992 | 0.097299 | 0 | 0 | 0.1946 | 341.2992 | 0.097299 | 0 | 0 | 0.1946
2017-12-19 10:00 | 300.6977 | 0.89626 |  | 321.2192 | 0.053746 | 0 | 0 | 0.10749 | 330.7196 | 0.074352 | 0 | 0 | 0.1487 | 337.9793 | 0.090099 | 0 | 0 | 0.1802 | 338.1585 | 0.090487 | 0 | 0 | 0.18097 | 338.4274 | 0.091071 | 0 | 0 | 0.18214 | 338.6963 | 0.091654 | 0 | 0 | 0.18331 | 338.9652 | 0.092237 | 0 | 0 | 0.18447 | 339.234 | 0.09282 | 0 | 0 | 0.18564 | 339.5029 | 0.093403 | 0 | 0 | 0.18681 | 339.7718 | 0.093987 | 0 | 0 | 0.18797 | 340.0407 | 0.09457 | 0 | 0 | 0.18914 | 340.2199 | 0.094959 | 0 | 0 | 0.18992 | 340.4888 | 0.095542 | 0 | 0 | 0.19108 | 340.7577 | 0.096125 | 0 | 0 | 0.19225 | 341.0266 | 0.096708 | 0 | 0 | 0.19342 | 341.2058 | 0.097097 | 0 | 0 | 0.19419 | 341.4747 | 0.09768 | 0 | 0 | 0.19536 | 341.6539 | 0.098069 | 0 | 0 | 0.19614 | 341.8332 | 0.098458 | 0 | 0 | 0.19692 | 342.1021 | 0.099041 | 0 | 0 | 0.19808 | 342.2813 | 0.09943 | 0 | 0 | 0.19886 | 342.5502 | 0.10001 | 0 | 0 | 0.20003 | 342.7294 | 0.1004 | 0 | 0 | 0.2008 | 342.9983 | 0.10099 | 0 | 0 | 0.20197 | 343.1776 | 0.10137 | 0 | 0 | 0.20275 | 343.1776 | 0.10137 | 0 | 0 | 0.20275
2017-12-19 11:00 | 291.0125 | 0.86739 |  | 310.8731 | 0.031305 | 0 | 0 | 0.062611 | 320.0674 | 0.051248 | 0 | 0 | 0.1025 | 327.0933 | 0.066487 | 0 | 0 | 0.13297 | 327.2668 | 0.066863 | 0 | 0 | 0.13373 | 327.527 | 0.067428 | 0 | 0 | 0.13486 | 327.7872 | 0.067992 | 0 | 0 | 0.13598 | 328.0474 | 0.068557 | 0 | 0 | 0.13711 | 328.3077 | 0.069121 | 0 | 0 | 0.13824 | 328.5679 | 0.069685 | 0 | 0 | 0.13937 | 328.8281 | 0.07025 | 0 | 0 | 0.1405 | 329.0883 | 0.070814 | 0 | 0 | 0.14163 | 329.2618 | 0.07119 | 0 | 0 | 0.14238 | 329.522 | 0.071755 | 0 | 0 | 0.14351 | 329.7822 | 0.072319 | 0 | 0 | 0.14464 | 330.0424 | 0.072884 | 0 | 0 | 0.14577 | 330.2159 | 0.07326 | 0 | 0 | 0.14652 | 330.4761 | 0.073824 | 0 | 0 | 0.14765 | 330.6496 | 0.074201 | 0 | 0 | 0.1484 | 330.8231 | 0.074577 | 0 | 0 | 0.14915 | 331.0833 | 0.075141 | 0 | 0 | 0.15028 | 331.2568 | 0.075518 | 0 | 0 | 0.15104 | 331.517 | 0.076082 | 0 | 0 | 0.15216 | 331.6905 | 0.076458 | 0 | 0 | 0.15292 | 331.9507 | 0.077023 | 0 | 0 | 0.15405 | 332.1242 | 0.077399 | 0 | 0 | 0.1548 | 332.1242 | 0.077399 | 0 | 0 | 0.1548
2017-12-19 12:00 | 290.4729 | 0.86578 |  | 310.2966 | 0.030055 | 0 | 0 | 0.06011 | 319.4739 | 0.049961 | 0 | 0 | 0.099921 | 326.4868 | 0.065171 | 0 | 0 | 0.13034 | 326.6599 | 0.065547 | 0 | 0 | 0.13109 | 326.9197 | 0.06611 | 0 | 0 | 0.13222 | 327.1794 | 0.066674 | 0 | 0 | 0.13335 | 327.4391 | 0.067237 | 0 | 0 | 0.13447 | 327.6989 | 0.067801 | 0 | 0 | 0.1356 | 327.9586 | 0.068364 | 0 | 0 | 0.13673 | 328.2183 | 0.068927 | 0 | 0 | 0.13785 | 328.4781 | 0.069491 | 0 | 0 | 0.13898 | 328.6512 | 0.069866 | 0 | 0 | 0.13973 | 328.911 | 0.07043 | 0 | 0 | 0.14086 | 329.1707 | 0.070993 | 0 | 0 | 0.14199 | 329.4304 | 0.071556 | 0 | 0 | 0.14311 | 329.6036 | 0.071932 | 0 | 0 | 0.14386 | 329.8633 | 0.072495 | 0 | 0 | 0.14499 | 330.0365 | 0.072871 | 0 | 0 | 0.14574 | 330.2096 | 0.073246 | 0 | 0 | 0.14649 | 330.4694 | 0.07381 | 0 | 0 | 0.14762 | 330.6425 | 0.074185 | 0 | 0 | 0.14837 | 330.9023 | 0.074749 | 0 | 0 | 0.1495 | 331.0754 | 0.075124 | 0 | 0 | 0.15025 | 331.3352 | 0.075688 | 0 | 0 | 0.15138 | 331.5083 | 0.076063 | 0 | 0 | 0.15213 | 331.5083 | 0.076063 | 0 | 0 | 0.15213
2017-12-19 13:00 | 297.4113 | 0.88646 |  | 317.7086 | 0.046132 | 0 | 0 | 0.092263 | 327.1051 | 0.066513 | 0 | 0 | 0.13303 | 334.2855 | 0.082087 | 0 | 0 | 0.16417 | 334.4627 | 0.082471 | 0 | 0 | 0.16494 | 334.7287 | 0.083048 | 0 | 0 | 0.1661 | 334.9946 | 0.083625 | 0 | 0 | 0.16725 | 335.2606 | 0.084202 | 0 | 0 | 0.1684 | 335.5265 | 0.084779 | 0 | 0 | 0.16956 | 335.7924 | 0.085355 | 0 | 0 | 0.17071 | 336.0584 | 0.085932 | 0 | 0 | 0.17186 | 336.3243 | 0.086509 | 0 | 0 | 0.17302 | 336.5016 | 0.086894 | 0 | 0 | 0.17379 | 336.7676 | 0.08747 | 0 | 0 | 0.17494 | 337.0335 | 0.088047 | 0 | 0 | 0.17609 | 337.2994 | 0.088624 | 0 | 0 | 0.17725 | 337.4767 | 0.089009 | 0 | 0 | 0.17802 | 337.7427 | 0.089585 | 0 | 0 | 0.17917 | 337.92 | 0.08997 | 0 | 0 | 0.17994 | 338.0972 | 0.090355 | 0 | 0 | 0.18071 | 338.3632 | 0.090931 | 0 | 0 | 0.18186 | 338.5405 | 0.091316 | 0 | 0 | 0.18263 | 338.8064 | 0.091893 | 0 | 0 | 0.18379 | 338.9837 | 0.092277 | 0 | 0 | 0.18455 | 339.2497 | 0.092854 | 0 | 0 | 0.18571 | 339.4269 | 0.093239 | 0 | 0 | 0.18648 | 339.4269 | 0.093239 | 0 | 0 | 0.18648
2017-12-19 14:00 | 299.5847 | 0.89294 |  | 320.0302 | 0.051167 | 0 | 0 | 0.10233 | 329.4954 | 0.071697 | 0 | 0 | 0.14339 | 336.7282 | 0.087385 | 0 | 0 | 0.17477 | 336.9068 | 0.087773 | 0 | 0 | 0.17555 | 337.1747 | 0.088354 | 0 | 0 | 0.17671 | 337.4426 | 0.088935 | 0 | 0 | 0.17787 | 337.7105 | 0.089516 | 0 | 0 | 0.17903 | 337.9784 | 0.090097 | 0 | 0 | 0.18019 | 338.2462 | 0.090678 | 0 | 0 | 0.18136 | 338.5141 | 0.091259 | 0 | 0 | 0.18252 | 338.782 | 0.09184 | 0 | 0 | 0.18368 | 338.9606 | 0.092227 | 0 | 0 | 0.18445 | 339.2285 | 0.092808 | 0 | 0 | 0.18562 | 339.4964 | 0.093389 | 0 | 0 | 0.18678 | 339.7642 | 0.09397 | 0 | 0 | 0.18794 | 339.9428 | 0.094358 | 0 | 0 | 0.18872 | 340.2107 | 0.094939 | 0 | 0 | 0.18988 | 340.3893 | 0.095326 | 0 | 0 | 0.19065 | 340.5679 | 0.095713 | 0 | 0 | 0.19143 | 340.8358 | 0.096294 | 0 | 0 | 0.19259 | 341.0144 | 0.096682 | 0 | 0 | 0.19336 | 341.2822 | 0.097263 | 0 | 0 | 0.19453 | 341.4608 | 0.09765 | 0 | 0 | 0.1953 | 341.7287 | 0.098231 | 0 | 0 | 0.19646 | 341.9073 | 0.098619 | 0 | 0 | 0.19724 | 341.9073 | 0.098619 | 0 | 0 | 0.19724
2017-12-19 15:00 | 306.375 | 0.91318 |  | 327.284 | 0.066901 | 0 | 0 | 0.1338 | 336.9637 | 0.087896 | 0 | 0 | 0.17579 | 344.3605 | 0.10394 | 0 | 0 | 0.20788 | 344.5431 | 0.10434 | 0 | 0 | 0.20867 | 344.8171 | 0.10493 | 0 | 0 | 0.20986 | 345.0911 | 0.10552 | 0 | 0 | 0.21105 | 345.365 | 0.10612 | 0 | 0 | 0.21224 | 345.639 | 0.10671 | 0 | 0 | 0.21343 | 345.9129 | 0.10731 | 0 | 0 | 0.21461 | 346.1869 | 0.1079 | 0 | 0 | 0.2158 | 346.4608 | 0.1085 | 0 | 0 | 0.21699 | 346.6435 | 0.10889 | 0 | 0 | 0.21778 | 346.9174 | 0.10949 | 0 | 0 | 0.21897 | 347.1914 | 0.11008 | 0 | 0 | 0.22016 | 347.4653 | 0.11067 | 0 | 0 | 0.22135 | 347.648 | 0.11107 | 0 | 0 | 0.22214 | 347.9219 | 0.11166 | 0 | 0 | 0.22333 | 348.1045 | 0.11206 | 0 | 0 | 0.22412 | 348.2872 | 0.11246 | 0 | 0 | 0.22491 | 348.5611 | 0.11305 | 0 | 0 | 0.2261 | 348.7438 | 0.11345 | 0 | 0 | 0.22689 | 349.0177 | 0.11404 | 0 | 0 | 0.22808 | 349.2004 | 0.11444 | 0 | 0 | 0.22887 | 349.4743 | 0.11503 | 0 | 0 | 0.23006 | 349.657 | 0.11543 | 0 | 0 | 0.23086 | 349.657 | 0.11543 | 0 | 0 | 0.23086
2017-12-19 16:00 | 305.8256 | 0.91154 |  | 326.697 | 0.065628 | 0 | 0 | 0.13126 | 336.3594 | 0.086585 | 0 | 0 | 0.17317 | 343.7429 | 0.1026 | 0 | 0 | 0.2052 | 343.9252 | 0.103 | 0 | 0 | 0.20599 | 344.1987 | 0.10359 | 0 | 0 | 0.20718 | 344.4721 | 0.10418 | 0 | 0 | 0.20836 | 344.7456 | 0.10477 | 0 | 0 | 0.20955 | 345.0191 | 0.10537 | 0 | 0 | 0.21074 | 345.2925 | 0.10596 | 0 | 0 | 0.21192 | 345.566 | 0.10655 | 0 | 0 | 0.21311 | 345.8395 | 0.10715 | 0 | 0 | 0.21429 | 346.0218 | 0.10754 | 0 | 0 | 0.21509 | 346.2952 | 0.10814 | 0 | 0 | 0.21627 | 346.5687 | 0.10873 | 0 | 0 | 0.21746 | 346.8421 | 0.10932 | 0 | 0 | 0.21864 | 347.0245 | 0.10972 | 0 | 0 | 0.21944 | 347.2979 | 0.11031 | 0 | 0 | 0.22062 | 347.4802 | 0.11071 | 0 | 0 | 0.22141 | 347.6625 | 0.1111 | 0 | 0 | 0.2222 | 347.936 | 0.11169 | 0 | 0 | 0.22339 | 348.1183 | 0.11209 | 0 | 0 | 0.22418 | 348.3918 | 0.11268 | 0 | 0 | 0.22537 | 348.5741 | 0.11308 | 0 | 0 | 0.22616 | 348.8475 | 0.11367 | 0 | 0 | 0.22734 | 349.0299 | 0.11407 | 0 | 0 | 0.22813 | 349.0299 | 0.11407 | 0 | 0 | 0.22813
2017-12-19 17:00 | 302.1991 | 0.90073 |  | 322.8231 | 0.057225 | 0 | 0 | 0.11445 | 332.3709 | 0.077934 | 0 | 0 | 0.15587 | 339.6669 | 0.093759 | 0 | 0 | 0.18752 | 339.847 | 0.09415 | 0 | 0 | 0.1883 | 340.1172 | 0.094736 | 0 | 0 | 0.18947 | 340.3874 | 0.095322 | 0 | 0 | 0.19064 | 340.6577 | 0.095908 | 0 | 0 | 0.19182 | 340.9279 | 0.096494 | 0 | 0 | 0.19299 | 341.1981 | 0.09708 | 0 | 0 | 0.19416 | 341.4683 | 0.097666 | 0 | 0 | 0.19533 | 341.7385 | 0.098253 | 0 | 0 | 0.19651 | 341.9187 | 0.098643 | 0 | 0 | 0.19729 | 342.1889 | 0.099229 | 0 | 0 | 0.19846 | 342.4591 | 0.099815 | 0 | 0 | 0.19963 | 342.7293 | 0.1004 | 0 | 0 | 0.2008 | 342.9095 | 0.10079 | 0 | 0 | 0.20158 | 343.1797 | 0.10138 | 0 | 0 | 0.20276 | 343.3599 | 0.10177 | 0 | 0 | 0.20354 | 343.54 | 0.10216 | 0 | 0 | 0.20432 | 343.8102 | 0.10275 | 0 | 0 | 0.20549 | 343.9904 | 0.10314 | 0 | 0 | 0.20627 | 344.2606 | 0.10372 | 0 | 0 | 0.20745 | 344.4407 | 0.10411 | 0 | 0 | 0.20823 | 344.711 | 0.1047 | 0 | 0 | 0.2094 | 344.8911 | 0.10509 | 0 | 0 | 0.21018 | 344.8911 | 0.10509 | 0 | 0 | 0.21018
2017-12-19 18:00 | 311.7986 | 0.92935 |  | 333.0777 | 0.079467 | 0 | 0 | 0.15893 | 342.9288 | 0.10083 | 0 | 0 | 0.20167 | 350.4565 | 0.11716 | 0 | 0 | 0.23432 | 350.6423 | 0.11756 | 0 | 0 | 0.23513 | 350.9211 | 0.11817 | 0 | 0 | 0.23634 | 351.1999 | 0.11877 | 0 | 0 | 0.23755 | 351.4787 | 0.11938 | 0 | 0 | 0.23876 | 351.7575 | 0.11998 | 0 | 0 | 0.23997 | 352.0363 | 0.12059 | 0 | 0 | 0.24118 | 352.3151 | 0.12119 | 0 | 0 | 0.24239 | 352.594 | 0.1218 | 0 | 0 | 0.2436 | 352.7798 | 0.1222 | 0 | 0 | 0.2444 | 353.0586 | 0.12281 | 0 | 0 | 0.24561 | 353.3374 | 0.12341 | 0 | 0 | 0.24682 | 353.6162 | 0.12402 | 0 | 0 | 0.24803 | 353.8021 | 0.12442 | 0 | 0 | 0.24884 | 354.0809 | 0.12502 | 0 | 0 | 0.25005 | 354.2668 | 0.12543 | 0 | 0 | 0.25085 | 354.4526 | 0.12583 | 0 | 0 | 0.25166 | 354.7314 | 0.12643 | 0 | 0 | 0.25287 | 354.9173 | 0.12684 | 0 | 0 | 0.25367 | 355.1961 | 0.12744 | 0 | 0 | 0.25488 | 355.382 | 0.12785 | 0 | 0 | 0.25569 | 355.6608 | 0.12845 | 0 | 0 | 0.2569 | 355.8467 | 0.12885 | 0 | 0 | 0.25771 | 355.8467 | 0.12885 | 0 | 0 | 0.25771
2017-12-19 19:00 | 316.711 | 0.94399 |  | 338.3254 | 0.090849 | 0 | 0 | 0.1817 | 348.3317 | 0.11255 | 0 | 0 | 0.22511 | 355.978 | 0.12914 | 0 | 0 | 0.25828 | 356.1668 | 0.12955 | 0 | 0 | 0.25909 | 356.45 | 0.13016 | 0 | 0 | 0.26032 | 356.7332 | 0.13078 | 0 | 0 | 0.26155 | 357.0164 | 0.13139 | 0 | 0 | 0.26278 | 357.2996 | 0.132 | 0 | 0 | 0.26401 | 357.5828 | 0.13262 | 0 | 0 | 0.26524 | 357.866 | 0.13323 | 0 | 0 | 0.26647 | 358.1492 | 0.13385 | 0 | 0 | 0.26769 | 358.338 | 0.13426 | 0 | 0 | 0.26851 | 358.6212 | 0.13487 | 0 | 0 | 0.26974 | 358.9044 | 0.13549 | 0 | 0 | 0.27097 | 359.1876 | 0.1361 | 0 | 0 | 0.2722 | 359.3764 | 0.13651 | 0 | 0 | 0.27302 | 359.6596 | 0.13712 | 0 | 0 | 0.27425 | 359.8484 | 0.13753 | 0 | 0 | 0.27507 | 360.0371 | 0.13794 | 0 | 0 | 0.27588 | 360.3203 | 0.13856 | 0 | 0 | 0.27711 | 360.5091 | 0.13897 | 0 | 0 | 0.27793 | 360.7923 | 0.13958 | 0 | 0 | 0.27916 | 360.9811 | 0.13999 | 0 | 0 | 0.27998 | 361.2643 | 0.1406 | 0 | 0 | 0.28121 | 361.4531 | 0.14101 | 0 | 0 | 0.28203 | 361.4531 | 0.14101 | 0 | 0 | 0.28203
2017-12-19 20:00 | 305.7491 | 0.91132 |  | 326.6154 | 0.06545 | 0 | 0 | 0.1309 | 336.2753 | 0.086403 | 0 | 0 | 0.17281 | 343.657 | 0.10241 | 0 | 0 | 0.20483 | 343.8392 | 0.10281 | 0 | 0 | 0.20562 | 344.1126 | 0.1034 | 0 | 0 | 0.2068 | 344.386 | 0.10399 | 0 | 0 | 0.20799 | 344.6594 | 0.10459 | 0 | 0 | 0.20918 | 344.9328 | 0.10518 | 0 | 0 | 0.21036 | 345.2062 | 0.10577 | 0 | 0 | 0.21155 | 345.4796 | 0.10637 | 0 | 0 | 0.21273 | 345.753 | 0.10696 | 0 | 0 | 0.21392 | 345.9353 | 0.10736 | 0 | 0 | 0.21471 | 346.2087 | 0.10795 | 0 | 0 | 0.2159 | 346.4821 | 0.10854 | 0 | 0 | 0.21708 | 346.7555 | 0.10913 | 0 | 0 | 0.21827 | 346.9377 | 0.10953 | 0 | 0 | 0.21906 | 347.2111 | 0.11012 | 0 | 0 | 0.22025 | 347.3934 | 0.11052 | 0 | 0 | 0.22104 | 347.5756 | 0.11091 | 0 | 0 | 0.22183 | 347.849 | 0.11151 | 0 | 0 | 0.22301 | 348.0313 | 0.1119 | 0 | 0 | 0.2238 | 348.3047 | 0.11249 | 0 | 0 | 0.22499 | 348.4869 | 0.11289 | 0 | 0 | 0.22578 | 348.7603 | 0.11348 | 0 | 0 | 0.22697 | 348.9426 | 0.11388 | 0 | 0 | 0.22776 | 348.9426 | 0.11388 | 0 | 0 | 0.22776
2017-12-19 21:00 | 311.8431 | 0.92948 |  | 333.1252 | 0.07957 | 0 | 0 | 0.15914 | 342.9777 | 0.10094 | 0 | 0 | 0.20188 | 350.5065 | 0.11727 | 0 | 0 | 0.23454 | 350.6924 | 0.11767 | 0 | 0 | 0.23535 | 350.9712 | 0.11828 | 0 | 0 | 0.23656 | 351.2501 | 0.11888 | 0 | 0 | 0.23777 | 351.5289 | 0.11949 | 0 | 0 | 0.23898 | 351.8077 | 0.12009 | 0 | 0 | 0.24019 | 352.0866 | 0.1207 | 0 | 0 | 0.24139 | 352.3654 | 0.1213 | 0 | 0 | 0.2426 | 352.6443 | 0.12191 | 0 | 0 | 0.24381 | 352.8302 | 0.12231 | 0 | 0 | 0.24462 | 353.109 | 0.12292 | 0 | 0 | 0.24583 | 353.3879 | 0.12352 | 0 | 0 | 0.24704 | 353.6667 | 0.12412 | 0 | 0 | 0.24825 | 353.8526 | 0.12453 | 0 | 0 | 0.24906 | 354.1314 | 0.12513 | 0 | 0 | 0.25027 | 354.3173 | 0.12554 | 0 | 0 | 0.25107 | 354.5032 | 0.12594 | 0 | 0 | 0.25188 | 354.7821 | 0.12654 | 0 | 0 | 0.25309 | 354.968 | 0.12695 | 0 | 0 | 0.25389 | 355.2468 | 0.12755 | 0 | 0 | 0.2551 | 355.4327 | 0.12796 | 0 | 0 | 0.25591 | 355.7115 | 0.12856 | 0 | 0 | 0.25712 | 355.8974 | 0.12896 | 0 | 0 | 0.25793 | 355.8974 | 0.12896 | 0 | 0 | 0.25793
2017-12-19 22:00 | 304.3571 | 0.90717 |  | 325.1284 | 0.062225 | 0 | 0 | 0.12445 | 334.7444 | 0.083082 | 0 | 0 | 0.16616 | 342.0924 | 0.09902 | 0 | 0 | 0.19804 | 342.2738 | 0.099414 | 0 | 0 | 0.19883 | 342.546 | 0.1 | 0 | 0 | 0.20001 | 342.8181 | 0.10059 | 0 | 0 | 0.20119 | 343.0903 | 0.10118 | 0 | 0 | 0.20237 | 343.3624 | 0.10177 | 0 | 0 | 0.20355 | 343.6346 | 0.10237 | 0 | 0 | 0.20473 | 343.9067 | 0.10296 | 0 | 0 | 0.20591 | 344.1789 | 0.10355 | 0 | 0 | 0.20709 | 344.3603 | 0.10394 | 0 | 0 | 0.20788 | 344.6325 | 0.10453 | 0 | 0 | 0.20906 | 344.9046 | 0.10512 | 0 | 0 | 0.21024 | 345.1768 | 0.10571 | 0 | 0 | 0.21142 | 345.3582 | 0.1061 | 0 | 0 | 0.21221 | 345.6304 | 0.10669 | 0 | 0 | 0.21339 | 345.8118 | 0.10709 | 0 | 0 | 0.21417 | 345.9932 | 0.10748 | 0 | 0 | 0.21496 | 346.2654 | 0.10807 | 0 | 0 | 0.21614 | 346.4468 | 0.10846 | 0 | 0 | 0.21693 | 346.719 | 0.10906 | 0 | 0 | 0.21811 | 346.9004 | 0.10945 | 0 | 0 | 0.2189 | 347.1725 | 0.11004 | 0 | 0 | 0.22008 | 347.354 | 0.11043 | 0 | 0 | 0.22086 | 347.354 | 0.11043 | 0 | 0 | 0.22086
2017-12-19 23:00 | 312.3076 | 0.93086 |  | 333.6215 | 0.080647 | 0 | 0 | 0.16129 | 343.4886 | 0.10205 | 0 | 0 | 0.2041 | 351.0286 | 0.1184 | 0 | 0 | 0.23681 | 351.2148 | 0.11881 | 0 | 0 | 0.23761 | 351.4941 | 0.11941 | 0 | 0 | 0.23882 | 351.7733 | 0.12002 | 0 | 0 | 0.24004 | 352.0526 | 0.12062 | 0 | 0 | 0.24125 | 352.3318 | 0.12123 | 0 | 0 | 0.24246 | 352.6111 | 0.12184 | 0 | 0 | 0.24367 | 352.8904 | 0.12244 | 0 | 0 | 0.24488 | 353.1696 | 0.12305 | 0 | 0 | 0.24609 | 353.3558 | 0.12345 | 0 | 0 | 0.2469 | 353.6351 | 0.12406 | 0 | 0 | 0.24811 | 353.9143 | 0.12466 | 0 | 0 | 0.24932 | 354.1936 | 0.12527 | 0 | 0 | 0.25053 | 354.3797 | 0.12567 | 0 | 0 | 0.25134 | 354.659 | 0.12628 | 0 | 0 | 0.25255 | 354.8452 | 0.12668 | 0 | 0 | 0.25336 | 355.0313 | 0.12708 | 0 | 0 | 0.25417 | 355.3106 | 0.12769 | 0 | 0 | 0.25538 | 355.4968 | 0.12809 | 0 | 0 | 0.25619 | 355.776 | 0.1287 | 0 | 0 | 0.2574 | 355.9622 | 0.1291 | 0 | 0 | 0.25821 | 356.2415 | 0.12971 | 0 | 0 | 0.25942 | 356.4276 | 0.13011 | 0 | 0 | 0.26023 | 356.4276 | 0.13011 | 0 | 0 | 0.26023
2017-12-20 | 315.7537 | 0.94113 |  | 337.3027 | 0.088631 | 0 | 0 | 0.17726 | 347.2788 | 0.11027 | 0 | 0 | 0.22054 | 354.9019 | 0.1268 | 0 | 0 | 0.25361 | 355.0902 | 0.12721 | 0 | 0 | 0.25442 | 355.3725 | 0.12782 | 0 | 0 | 0.25565 | 355.6548 | 0.12844 | 0 | 0 | 0.25687 | 355.9372 | 0.12905 | 0 | 0 | 0.2581 | 356.2195 | 0.12966 | 0 | 0 | 0.25932 | 356.5019 | 0.13027 | 0 | 0 | 0.26055 | 356.7842 | 0.13089 | 0 | 0 | 0.26177 | 357.0666 | 0.1315 | 0 | 0 | 0.263 | 357.2548 | 0.13191 | 0 | 0 | 0.26381 | 357.5371 | 0.13252 | 0 | 0 | 0.26504 | 357.8195 | 0.13313 | 0 | 0 | 0.26626 | 358.1018 | 0.13374 | 0 | 0 | 0.26749 | 358.29 | 0.13415 | 0 | 0 | 0.26831 | 358.5724 | 0.13477 | 0 | 0 | 0.26953 | 358.7606 | 0.13517 | 0 | 0 | 0.27035 | 358.9488 | 0.13558 | 0 | 0 | 0.27116 | 359.2312 | 0.13619 | 0 | 0 | 0.27239 | 359.4194 | 0.1366 | 0 | 0 | 0.2732 | 359.7017 | 0.13721 | 0 | 0 | 0.27443 | 359.89 | 0.13762 | 0 | 0 | 0.27525 | 360.1723 | 0.13824 | 0 | 0 | 0.27647 | 360.3605 | 0.13864 | 0 | 0 | 0.27729 | 360.3605 | 0.13864 | 0 | 0 | 0.27729
2017-12-20 01:00 | 308.4998 | 0.91951 |  | 329.5538 | 0.071824 | 0 | 0 | 0.14365 | 339.3006 | 0.092965 | 0 | 0 | 0.18593 | 346.7487 | 0.10912 | 0 | 0 | 0.21824 | 346.9326 | 0.10952 | 0 | 0 | 0.21904 | 347.2085 | 0.11012 | 0 | 0 | 0.22023 | 347.4843 | 0.11072 | 0 | 0 | 0.22143 | 347.7602 | 0.11131 | 0 | 0 | 0.22263 | 348.036 | 0.11191 | 0 | 0 | 0.22382 | 348.3119 | 0.11251 | 0 | 0 | 0.22502 | 348.5877 | 0.11311 | 0 | 0 | 0.22622 | 348.8636 | 0.11371 | 0 | 0 | 0.22741 | 349.0475 | 0.11411 | 0 | 0 | 0.22821 | 349.3233 | 0.1147 | 0 | 0 | 0.22941 | 349.5992 | 0.1153 | 0 | 0 | 0.2306 | 349.875 | 0.1159 | 0 | 0 | 0.2318 | 350.0589 | 0.1163 | 0 | 0 | 0.2326 | 350.3348 | 0.1169 | 0 | 0 | 0.2338 | 350.5187 | 0.1173 | 0 | 0 | 0.23459 | 350.7026 | 0.1177 | 0 | 0 | 0.23539 | 350.9785 | 0.11829 | 0 | 0 | 0.23659 | 351.1624 | 0.11869 | 0 | 0 | 0.23739 | 351.4382 | 0.11929 | 0 | 0 | 0.23858 | 351.6221 | 0.11969 | 0 | 0 | 0.23938 | 351.898 | 0.12029 | 0 | 0 | 0.24058 | 352.0819 | 0.12069 | 0 | 0 | 0.24137 | 352.0819 | 0.12069 | 0 | 0 | 0.24137
2017-12-20 02:00 | 313.9909 | 0.93588 |  | 335.4196 | 0.084547 | 0 | 0 | 0.16909 | 345.3399 | 0.10606 | 0 | 0 | 0.21213 | 352.9206 | 0.12251 | 0 | 0 | 0.24501 | 353.1077 | 0.12291 | 0 | 0 | 0.24582 | 353.3885 | 0.12352 | 0 | 0 | 0.24704 | 353.6693 | 0.12413 | 0 | 0 | 0.24826 | 353.95 | 0.12474 | 0 | 0 | 0.24948 | 354.2308 | 0.12535 | 0 | 0 | 0.2507 | 354.5116 | 0.12596 | 0 | 0 | 0.25191 | 354.7923 | 0.12657 | 0 | 0 | 0.25313 | 355.0731 | 0.12718 | 0 | 0 | 0.25435 | 355.2603 | 0.12758 | 0 | 0 | 0.25516 | 355.541 | 0.12819 | 0 | 0 | 0.25638 | 355.8218 | 0.1288 | 0 | 0 | 0.2576 | 356.1025 | 0.12941 | 0 | 0 | 0.25882 | 356.2897 | 0.12981 | 0 | 0 | 0.25963 | 356.5705 | 0.13042 | 0 | 0 | 0.26085 | 356.7577 | 0.13083 | 0 | 0 | 0.26166 | 356.9448 | 0.13124 | 0 | 0 | 0.26247 | 357.2256 | 0.13184 | 0 | 0 | 0.26369 | 357.4128 | 0.13225 | 0 | 0 | 0.2645 | 357.6935 | 0.13286 | 0 | 0 | 0.26572 | 357.8807 | 0.13326 | 0 | 0 | 0.26653 | 358.1615 | 0.13387 | 0 | 0 | 0.26775 | 358.3487 | 0.13428 | 0 | 0 | 0.26856 | 358.3487 | 0.13428 | 0 | 0 | 0.26856
2017-12-20 03:00 | 314.46 | 0.93728 |  | 335.9208 | 0.085634 | 0 | 0 | 0.17127 | 345.8559 | 0.10718 | 0 | 0 | 0.21437 | 353.4479 | 0.12365 | 0 | 0 | 0.2473 | 353.6353 | 0.12406 | 0 | 0 | 0.24811 | 353.9165 | 0.12467 | 0 | 0 | 0.24933 | 354.1977 | 0.12528 | 0 | 0 | 0.25055 | 354.4789 | 0.12589 | 0 | 0 | 0.25177 | 354.7601 | 0.1265 | 0 | 0 | 0.25299 | 355.0413 | 0.12711 | 0 | 0 | 0.25421 | 355.3224 | 0.12772 | 0 | 0 | 0.25543 | 355.6036 | 0.12833 | 0 | 0 | 0.25665 | 355.7911 | 0.12873 | 0 | 0 | 0.25747 | 356.0723 | 0.12934 | 0 | 0 | 0.25868 | 356.3535 | 0.12995 | 0 | 0 | 0.2599 | 356.6346 | 0.13056 | 0 | 0 | 0.26112 | 356.8221 | 0.13097 | 0 | 0 | 0.26194 | 357.1033 | 0.13158 | 0 | 0 | 0.26316 | 357.2907 | 0.13199 | 0 | 0 | 0.26397 | 357.4782 | 0.13239 | 0 | 0 | 0.26478 | 357.7594 | 0.133 | 0 | 0 | 0.266 | 357.9468 | 0.13341 | 0 | 0 | 0.26682 | 358.228 | 0.13402 | 0 | 0 | 0.26804 | 358.4155 | 0.13442 | 0 | 0 | 0.26885 | 358.6966 | 0.13503 | 0 | 0 | 0.27007 | 358.8841 | 0.13544 | 0 | 0 | 0.27088 | 358.8841 | 0.13544 | 0 | 0 | 0.27088
2017-12-20 04:00 | 299.4073 | 0.89241 |  | 319.8408 | 0.050756 | 0 | 0 | 0.10151 | 329.3003 | 0.071274 | 0 | 0 | 0.14255 | 336.5289 | 0.086953 | 0 | 0 | 0.17391 | 336.7074 | 0.08734 | 0 | 0 | 0.17468 | 336.9751 | 0.087921 | 0 | 0 | 0.17584 | 337.2428 | 0.088501 | 0 | 0 | 0.177 | 337.5105 | 0.089082 | 0 | 0 | 0.17816 | 337.7783 | 0.089663 | 0 | 0 | 0.17933 | 338.046 | 0.090243 | 0 | 0 | 0.18049 | 338.3137 | 0.090824 | 0 | 0 | 0.18165 | 338.5814 | 0.091405 | 0 | 0 | 0.18281 | 338.7599 | 0.091792 | 0 | 0 | 0.18358 | 339.0276 | 0.092373 | 0 | 0 | 0.18475 | 339.2954 | 0.092953 | 0 | 0 | 0.18591 | 339.5631 | 0.093534 | 0 | 0 | 0.18707 | 339.7416 | 0.093921 | 0 | 0 | 0.18784 | 340.0093 | 0.094502 | 0 | 0 | 0.189 | 340.1878 | 0.094889 | 0 | 0 | 0.18978 | 340.3663 | 0.095276 | 0 | 0 | 0.19055 | 340.634 | 0.095857 | 0 | 0 | 0.19171 | 340.8125 | 0.096244 | 0 | 0 | 0.19249 | 341.0802 | 0.096825 | 0 | 0 | 0.19365 | 341.2587 | 0.097212 | 0 | 0 | 0.19442 | 341.5264 | 0.097792 | 0 | 0 | 0.19558 | 341.7049 | 0.09818 | 0 | 0 | 0.19636 | 341.7049 | 0.09818 | 0 | 0 | 0.19636
2017-12-20 05:00 | 278.9733 | 0.83151 |  | 298.0122 | 0.0034101 | 0 | 0 | 0.0068201 | 306.8262 | 0.022528 | 0 | 0 | 0.045055 | 313.5614 | 0.037136 | 0 | 0 | 0.074272 | 313.7277 | 0.037497 | 0 | 0 | 0.074994 | 313.9771 | 0.038038 | 0 | 0 | 0.076076 | 314.2266 | 0.038579 | 0 | 0 | 0.077158 | 314.476 | 0.03912 | 0 | 0 | 0.07824 | 314.7255 | 0.039661 | 0 | 0 | 0.079322 | 314.9749 | 0.040202 | 0 | 0 | 0.080405 | 315.2244 | 0.040743 | 0 | 0 | 0.081487 | 315.4738 | 0.041284 | 0 | 0 | 0.082569 | 315.6401 | 0.041645 | 0 | 0 | 0.08329 | 315.8896 | 0.042186 | 0 | 0 | 0.084372 | 316.139 | 0.042727 | 0 | 0 | 0.085454 | 316.3885 | 0.043268 | 0 | 0 | 0.086537 | 316.5548 | 0.043629 | 0 | 0 | 0.087258 | 316.8042 | 0.04417 | 0 | 0 | 0.08834 | 316.9705 | 0.044531 | 0 | 0 | 0.089062 | 317.1368 | 0.044891 | 0 | 0 | 0.089783 | 317.3863 | 0.045433 | 0 | 0 | 0.090865 | 317.5526 | 0.045793 | 0 | 0 | 0.091586 | 317.8021 | 0.046334 | 0 | 0 | 0.092669 | 317.9684 | 0.046695 | 0 | 0 | 0.09339 | 318.2178 | 0.047236 | 0 | 0 | 0.094472 | 318.3841 | 0.047597 | 0 | 0 | 0.095194 | 318.3841 | 0.047597 | 0 | 0 | 0.095194
2017-12-20 06:00 | 272.0811 | 0.81096 |  | 290.6496 | 0 | 0 | 0 | 0 | 299.2459 | 0.0060859 | 0 | 0 | 0.012172 | 305.8147 | 0.020334 | 0 | 0 | 0.040667 | 305.9769 | 0.020685 | 0 | 0 | 0.041371 | 306.2202 | 0.021213 | 0 | 0 | 0.042426 | 306.4635 | 0.021741 | 0 | 0 | 0.043482 | 306.7067 | 0.022269 | 0 | 0 | 0.044537 | 306.95 | 0.022796 | 0 | 0 | 0.045593 | 307.1933 | 0.023324 | 0 | 0 | 0.046648 | 307.4366 | 0.023852 | 0 | 0 | 0.047703 | 307.6799 | 0.024379 | 0 | 0 | 0.048759 | 307.8421 | 0.024731 | 0 | 0 | 0.049462 | 308.0854 | 0.025259 | 0 | 0 | 0.050518 | 308.3287 | 0.025787 | 0 | 0 | 0.051573 | 308.572 | 0.026314 | 0 | 0 | 0.052628 | 308.7342 | 0.026666 | 0 | 0 | 0.053332 | 308.9774 | 0.027194 | 0 | 0 | 0.054387 | 309.1396 | 0.027546 | 0 | 0 | 0.055091 | 309.3018 | 0.027897 | 0 | 0 | 0.055795 | 309.5451 | 0.028425 | 0 | 0 | 0.05685 | 309.7073 | 0.028777 | 0 | 0 | 0.057554 | 309.9506 | 0.029304 | 0 | 0 | 0.058609 | 310.1128 | 0.029656 | 0 | 0 | 0.059313 | 310.3561 | 0.030184 | 0 | 0 | 0.060368 | 310.5183 | 0.030536 | 0 | 0 | 0.061072 | 310.5183 | 0.030536 | 0 | 0 | 0.061072
2017-12-20 07:00 | 256.3996 | 0.76422 |  | 273.898 | 0 | 0 | 0 | 0 | 281.9987 | 0 | 0 | 0 | 0 | 288.189 | 0 | 0 | 0 | 0 | 288.3418 | 0 | 0 | 0 | 0 | 288.5711 | 0 | 0 | 0 | 0 | 288.8003 | 0 | 0 | 0 | 0 | 289.0296 | 0 | 0 | 0 | 0 | 289.2589 | 0 | 0 | 0 | 0 | 289.4881 | 0 | 0 | 0 | 0 | 289.7174 | 0 | 0 | 0 | 0 | 289.9467 | 0 | 0 | 0 | 0 | 290.0995 | 0 | 0 | 0 | 0 | 290.3288 | 0 | 0 | 0 | 0 | 290.5581 | 0 | 0 | 0 | 0 | 290.7873 | 0 | 0 | 0 | 0 | 290.9402 | 0 | 0 | 0 | 0 | 291.1694 | 0 | 0 | 0 | 0 | 291.3223 | 0 | 0 | 0 | 0 | 291.4751 | 0 | 0 | 0 | 0 | 291.7044 | 0 | 0 | 0 | 0 | 291.8572 | 0 | 0 | 0 | 0 | 292.0865 | 0 | 0 | 0 | 0 | 292.2393 | 0 | 0 | 0 | 0 | 292.4686 | 0 | 0 | 0 | 0 | 292.6215 | 0 | 0 | 0 | 0 | 292.6215 | 0 | 0 | 0 | 0
2017-12-20 08:00 | 243.8299 | 0.72676 |  | 260.4704 | 0 | 0 | 0 | 0 | 268.174 | 0 | 0 | 0 | 0 | 274.0608 | 0 | 0 | 0 | 0 | 274.2061 | 0 | 0 | 0 | 0 | 274.4241 | 0 | 0 | 0 | 0 | 274.6422 | 0 | 0 | 0 | 0 | 274.8602 | 0 | 0 | 0 | 0 | 275.0782 | 0 | 0 | 0 | 0 | 275.2963 | 0 | 0 | 0 | 0 | 275.5143 | 0 | 0 | 0 | 0 | 275.7323 | 0 | 0 | 0 | 0 | 275.8777 | 0 | 0 | 0 | 0 | 276.0957 | 0 | 0 | 0 | 0 | 276.3137 | 0 | 0 | 0 | 0 | 276.5317 | 0 | 0 | 0 | 0 | 276.6771 | 0 | 0 | 0 | 0 | 276.8951 | 0 | 0 | 0 | 0 | 277.0405 | 0 | 0 | 0 | 0 | 277.1858 | 0 | 0 | 0 | 0 | 277.4039 | 0 | 0 | 0 | 0 | 277.5492 | 0 | 0 | 0 | 0 | 277.7672 | 0 | 0 | 0 | 0 | 277.9126 | 0 | 0 | 0 | 0 | 278.1306 | 0 | 0 | 0 | 0 | 278.276 | 0 | 0 | 0 | 0 | 278.276 | 0 | 0 | 0 | 0
2017-12-20 09:00 | 237.4309 | 0.70769 |  | 253.6346 | 0 | 0 | 0 | 0 | 261.1361 | 0 | 0 | 0 | 0 | 266.8684 | 0 | 0 | 0 | 0 | 267.0099 | 0 | 0 | 0 | 0 | 267.2222 | 0 | 0 | 0 | 0 | 267.4345 | 0 | 0 | 0 | 0 | 267.6468 | 0 | 0 | 0 | 0 | 267.8591 | 0 | 0 | 0 | 0 | 268.0714 | 0 | 0 | 0 | 0 | 268.2837 | 0 | 0 | 0 | 0 | 268.4961 | 0 | 0 | 0 | 0 | 268.6376 | 0 | 0 | 0 | 0 | 268.8499 | 0 | 0 | 0 | 0 | 269.0622 | 0 | 0 | 0 | 0 | 269.2745 | 0 | 0 | 0 | 0 | 269.416 | 0 | 0 | 0 | 0 | 269.6284 | 0 | 0 | 0 | 0 | 269.7699 | 0 | 0 | 0 | 0 | 269.9114 | 0 | 0 | 0 | 0 | 270.1237 | 0 | 0 | 0 | 0 | 270.2653 | 0 | 0 | 0 | 0 | 270.4776 | 0 | 0 | 0 | 0 | 270.6191 | 0 | 0 | 0 | 0 | 270.8314 | 0 | 0 | 0 | 0 | 270.973 | 0 | 0 | 0 | 0 | 270.973 | 0 | 0 | 0 | 0
2017-12-20 10:00 | 238.8118 | 0.7118 |  | 255.1099 | 0 | 0 | 0 | 0 | 262.655 | 0 | 0 | 0 | 0 | 268.4206 | 0 | 0 | 0 | 0 | 268.5629 | 0 | 0 | 0 | 0 | 268.7765 | 0 | 0 | 0 | 0 | 268.99 | 0 | 0 | 0 | 0 | 269.2035 | 0 | 0 | 0 | 0 | 269.4171 | 0 | 0 | 0 | 0 | 269.6306 | 0 | 0 | 0 | 0 | 269.8442 | 0 | 0 | 0 | 0 | 270.0577 | 0 | 0 | 0 | 0 | 270.2001 | 0 | 0 | 0 | 0 | 270.4136 | 0 | 0 | 0 | 0 | 270.6272 | 0 | 0 | 0 | 0 | 270.8407 | 0 | 0 | 0 | 0 | 270.9831 | 0 | 0 | 0 | 0 | 271.1966 | 0 | 0 | 0 | 0 | 271.339 | 0 | 0 | 0 | 0 | 271.4813 | 0 | 0 | 0 | 0 | 271.6949 | 0 | 0 | 0 | 0 | 271.8372 | 0 | 0 | 0 | 0 | 272.0508 | 0 | 0 | 0 | 0 | 272.1931 | 0 | 0 | 0 | 0 | 272.4067 | 0 | 0 | 0 | 0 | 272.549 | 0 | 0 | 0 | 0 | 272.549 | 0 | 0 | 0 | 0
2017-12-20 11:00 | 244.7216 | 0.72942 |  | 261.423 | 0 | 0 | 0 | 0 | 269.1548 | 0 | 0 | 0 | 0 | 275.0631 | 0 | 0 | 0 | 0 | 275.209 | 0 | 0 | 0 | 0 | 275.4278 | 0 | 0 | 0 | 0 | 275.6466 | 0 | 0 | 0 | 0 | 275.8654 | 0 | 0 | 0 | 0 | 276.0843 | 0 | 0 | 0 | 0 | 276.3031 | 0 | 0 | 0 | 0 | 276.5219 | 0 | 0 | 0 | 0 | 276.7407 | 0 | 0 | 0 | 0 | 276.8866 | 0 | 0 | 0 | 0 | 277.1055 | 0 | 0 | 0 | 0 | 277.3243 | 0 | 0 | 0 | 0 | 277.5431 | 0 | 0 | 0 | 0 | 277.689 | 0 | 0 | 0 | 0 | 277.9078 | 0 | 0 | 0 | 0 | 278.0537 | 0 | 0 | 0 | 0 | 278.1996 | 0 | 0 | 0 | 0 | 278.4184 | 0 | 0 | 0 | 0 | 278.5643 | 0 | 0 | 0 | 0 | 278.7831 | 0 | 0 | 0 | 0 | 278.929 | 0 | 0 | 0 | 0 | 279.1478 | 0 | 0 | 0 | 0 | 279.2937 | 0 | 0 | 0 | 0 | 279.2937 | 0 | 0 | 0 | 0
2017-12-20 12:00 | 244.1621 | 0.72775 |  | 260.8253 | 0 | 0 | 0 | 0 | 268.5395 | 0 | 0 | 0 | 0 | 274.4342 | 0 | 0 | 0 | 0 | 274.5798 | 0 | 0 | 0 | 0 | 274.7981 | 0 | 0 | 0 | 0 | 275.0164 | 0 | 0 | 0 | 0 | 275.2347 | 0 | 0 | 0 | 0 | 275.4531 | 0 | 0 | 0 | 0 | 275.6714 | 0 | 0 | 0 | 0 | 275.8897 | 0 | 0 | 0 | 0 | 276.108 | 0 | 0 | 0 | 0 | 276.2536 | 0 | 0 | 0 | 0 | 276.4719 | 0 | 0 | 0 | 0 | 276.6902 | 0 | 0 | 0 | 0 | 276.9086 | 0 | 0 | 0 | 0 | 277.0541 | 0 | 0 | 0 | 0 | 277.2724 | 0 | 0 | 0 | 0 | 277.418 | 0 | 0 | 0 | 0 | 277.5635 | 0 | 0 | 0 | 0 | 277.7819 | 0 | 0 | 0 | 0 | 277.9274 | 0 | 0 | 0 | 0 | 278.1457 | 0 | 0 | 0 | 0 | 278.2913 | 0 | 0 | 0 | 0 | 278.5096 | 0 | 0 | 0 | 0 | 278.6552 | 0 | 0 | 0 | 0 | 278.6552 | 0 | 0 | 0 | 0
2017-12-20 13:00 | 241.5615 | 0.72 |  | 258.0472 | 0 | 0 | 0 | 0 | 265.6791 | 0 | 0 | 0 | 0 | 271.5111 | 0 | 0 | 0 | 0 | 271.6551 | 0 | 0 | 0 | 0 | 271.8711 | 0 | 0 | 0 | 0 | 272.0871 | 0 | 0 | 0 | 0 | 272.3031 | 0 | 0 | 0 | 0 | 272.5191 | 0 | 0 | 0 | 0 | 272.7351 | 0 | 0 | 0 | 0 | 272.9511 | 0 | 0 | 0 | 0 | 273.1671 | 0 | 0 | 0 | 0 | 273.3111 | 0 | 0 | 0 | 0 | 273.5271 | 0 | 0 | 0 | 0 | 273.7431 | 0 | 0 | 0 | 0 | 273.9591 | 0 | 0 | 0 | 0 | 274.1031 | 0 | 0 | 0 | 0 | 274.3191 | 0 | 0 | 0 | 0 | 274.4631 | 0 | 0 | 0 | 0 | 274.6071 | 0 | 0 | 0 | 0 | 274.8231 | 0 | 0 | 0 | 0 | 274.9671 | 0 | 0 | 0 | 0 | 275.1831 | 0 | 0 | 0 | 0 | 275.3271 | 0 | 0 | 0 | 0 | 275.5431 | 0 | 0 | 0 | 0 | 275.6871 | 0 | 0 | 0 | 0 | 275.6871 | 0 | 0 | 0 | 0
2017-12-20 14:00 | 237.8005 | 0.70879 |  | 254.0295 | 0 | 0 | 0 | 0 | 261.5427 | 0 | 0 | 0 | 0 | 267.2838 | 0 | 0 | 0 | 0 | 267.4256 | 0 | 0 | 0 | 0 | 267.6382 | 0 | 0 | 0 | 0 | 267.8509 | 0 | 0 | 0 | 0 | 268.0635 | 0 | 0 | 0 | 0 | 268.2761 | 0 | 0 | 0 | 0 | 268.4888 | 0 | 0 | 0 | 0 | 268.7014 | 0 | 0 | 0 | 0 | 268.9141 | 0 | 0 | 0 | 0 | 269.0558 | 0 | 0 | 0 | 0 | 269.2685 | 0 | 0 | 0 | 0 | 269.4811 | 0 | 0 | 0 | 0 | 269.6937 | 0 | 0 | 0 | 0 | 269.8355 | 0 | 0 | 0 | 0 | 270.0481 | 0 | 0 | 0 | 0 | 270.1899 | 0 | 0 | 0 | 0 | 270.3316 | 0 | 0 | 0 | 0 | 270.5443 | 0 | 0 | 0 | 0 | 270.686 | 0 | 0 | 0 | 0 | 270.8987 | 0 | 0 | 0 | 0 | 271.0404 | 0 | 0 | 0 | 0 | 271.2531 | 0 | 0 | 0 | 0 | 271.3948 | 0 | 0 | 0 | 0 | 271.3948 | 0 | 0 | 0 | 0
2017-12-20 15:00 | 239.4783 | 0.71379 |  | 255.8218 | 0 | 0 | 0 | 0 | 263.3879 | 0 | 0 | 0 | 0 | 269.1696 | 0 | 0 | 0 | 0 | 269.3124 | 0 | 0 | 0 | 0 | 269.5265 | 0 | 0 | 0 | 0 | 269.7407 | 0 | 0 | 0 | 0 | 269.9548 | 0 | 0 | 0 | 0 | 270.1689 | 0 | 0 | 0 | 0 | 270.3831 | 0 | 0 | 0 | 0 | 270.5972 | 0 | 0 | 0 | 0 | 270.8113 | 0 | 0 | 0 | 0 | 270.9541 | 0 | 0 | 0 | 0 | 271.1682 | 0 | 0 | 0 | 0 | 271.3824 | 0 | 0 | 0 | 0 | 271.5965 | 0 | 0 | 0 | 0 | 271.7393 | 0 | 0 | 0 | 0 | 271.9534 | 0 | 0 | 0 | 0 | 272.0962 | 0 | 0 | 0 | 0 | 272.2389 | 0 | 0 | 0 | 0 | 272.453 | 0 | 0 | 0 | 0 | 272.5958 | 0 | 0 | 0 | 0 | 272.8099 | 0 | 0 | 0 | 0 | 272.9527 | 0 | 0 | 0 | 0 | 273.1668 | 0 | 0 | 0 | 0 | 273.3096 | 0 | 0 | 0 | 0 | 273.3096 | 0 | 0 | 0 | 0
2017-12-20 16:00 | 240.6437 | 0.71726 |  | 257.0667 | 0 | 0 | 0 | 0 | 264.6697 | 0 | 0 | 0 | 0 | 270.4795 | 0 | 0 | 0 | 0 | 270.623 | 0 | 0 | 0 | 0 | 270.8382 | 0 | 0 | 0 | 0 | 271.0534 | 0 | 0 | 0 | 0 | 271.2685 | 0 | 0 | 0 | 0 | 271.4837 | 0 | 0 | 0 | 0 | 271.6989 | 0 | 0 | 0 | 0 | 271.9141 | 0 | 0 | 0 | 0 | 272.1292 | 0 | 0 | 0 | 0 | 272.2727 | 0 | 0 | 0 | 0 | 272.4879 | 0 | 0 | 0 | 0 | 272.7031 | 0 | 0 | 0 | 0 | 272.9182 | 0 | 0 | 0 | 0 | 273.0617 | 0 | 0 | 0 | 0 | 273.2769 | 0 | 0 | 0 | 0 | 273.4203 | 0 | 0 | 0 | 0 | 273.5638 | 0 | 0 | 0 | 0 | 273.7789 | 0 | 0 | 0 | 0 | 273.9224 | 0 | 0 | 0 | 0 | 274.1376 | 0 | 0 | 0 | 0 | 274.281 | 0 | 0 | 0 | 0 | 274.4962 | 0 | 0 | 0 | 0 | 274.6397 | 0 | 0 | 0 | 0 | 274.6397 | 0 | 0 | 0 | 0
2017-12-20 17:00 | 241.7456 | 0.72055 |  | 258.2438 | 0 | 0 | 0 | 0 | 265.8816 | 0 | 0 | 0 | 0 | 271.718 | 0 | 0 | 0 | 0 | 271.8622 | 0 | 0 | 0 | 0 | 272.0783 | 0 | 0 | 0 | 0 | 272.2945 | 0 | 0 | 0 | 0 | 272.5106 | 0 | 0 | 0 | 0 | 272.7268 | 0 | 0 | 0 | 0 | 272.943 | 0 | 0 | 0 | 0 | 273.1591 | 0 | 0 | 0 | 0 | 273.3753 | 0 | 0 | 0 | 0 | 273.5194 | 0 | 0 | 0 | 0 | 273.7356 | 0 | 0 | 0 | 0 | 273.9517 | 0 | 0 | 0 | 0 | 274.1679 | 0 | 0 | 0 | 0 | 274.312 | 0 | 0 | 0 | 0 | 274.5282 | 0 | 0 | 0 | 0 | 274.6723 | 0 | 0 | 0 | 0 | 274.8164 | 0 | 0 | 0 | 0 | 275.0326 | 0 | 0 | 0 | 0 | 275.1767 | 0 | 0 | 0 | 0 | 275.3928 | 0 | 0 | 0 | 0 | 275.5369 | 0 | 0 | 0 | 0 | 275.7531 | 0 | 0 | 0 | 0 | 275.8972 | 0 | 0 | 0 | 0 | 275.8972 | 0 | 0 | 0 | 0
2017-12-20 18:00 | 241.8918 | 0.72098 |  | 258.4 | 0 | 0 | 0 | 0 | 266.0424 | 0 | 0 | 0 | 0 | 271.8824 | 0 | 0 | 0 | 0 | 272.0266 | 0 | 0 | 0 | 0 | 272.2429 | 0 | 0 | 0 | 0 | 272.4591 | 0 | 0 | 0 | 0 | 272.6754 | 0 | 0 | 0 | 0 | 272.8917 | 0 | 0 | 0 | 0 | 273.108 | 0 | 0 | 0 | 0 | 273.3243 | 0 | 0 | 0 | 0 | 273.5406 | 0 | 0 | 0 | 0 | 273.6848 | 0 | 0 | 0 | 0 | 273.9011 | 0 | 0 | 0 | 0 | 274.1174 | 0 | 0 | 0 | 0 | 274.3337 | 0 | 0 | 0 | 0 | 274.4779 | 0 | 0 | 0 | 0 | 274.6942 | 0 | 0 | 0 | 0 | 274.8384 | 0 | 0 | 0 | 0 | 274.9826 | 0 | 0 | 0 | 0 | 275.1989 | 0 | 0 | 0 | 0 | 275.3431 | 0 | 0 | 0 | 0 | 275.5594 | 0 | 0 | 0 | 0 | 275.7036 | 0 | 0 | 0 | 0 | 275.9199 | 0 | 0 | 0 | 0 | 276.0641 | 0 | 0 | 0 | 0 | 276.0641 | 0 | 0 | 0 | 0
2017-12-20 19:00 | 249.4373 | 0.74347 |  | 266.4604 | 0 | 0 | 0 | 0 | 274.3412 | 0 | 0 | 0 | 0 | 280.3634 | 0 | 0 | 0 | 0 | 280.5121 | 0 | 0 | 0 | 0 | 280.7351 | 0 | 0 | 0 | 0 | 280.9582 | 0 | 0 | 0 | 0 | 281.1812 | 0 | 0 | 0 | 0 | 281.4042 | 0 | 0 | 0 | 0 | 281.6273 | 0 | 0 | 0 | 0 | 281.8503 | 0 | 0 | 0 | 0 | 282.0734 | 0 | 0 | 0 | 0 | 282.2221 | 0 | 0 | 0 | 0 | 282.4451 | 0 | 0 | 0 | 0 | 282.6681 | 0 | 0 | 0 | 0 | 282.8912 | 0 | 0 | 0 | 0 | 283.0399 | 0 | 0 | 0 | 0 | 283.2629 | 0 | 0 | 0 | 0 | 283.4116 | 0 | 0 | 0 | 0 | 283.5603 | 0 | 0 | 0 | 0 | 283.7833 | 0 | 0 | 0 | 0 | 283.932 | 0 | 0 | 0 | 0 | 284.1551 | 0 | 0 | 0 | 0 | 284.3038 | 0 | 0 | 0 | 0 | 284.5268 | 0 | 0 | 0 | 0 | 284.6755 | 0 | 0 | 0 | 0 | 284.6755 | 0 | 0 | 0 | 0
2017-12-20 20:00 | 251.9428 | 0.75094 |  | 269.137 | 0 | 0 | 0 | 0 | 277.0969 | 0 | 0 | 0 | 0 | 283.1796 | 0 | 0 | 0 | 0 | 283.3297 | 0 | 0 | 0 | 0 | 283.555 | 0 | 0 | 0 | 0 | 283.7803 | 0 | 0 | 0 | 0 | 284.0056 | 0 | 0 | 0 | 0 | 284.2309 | 0 | 0 | 0 | 0 | 284.4561 | 0 | 0 | 0 | 0 | 284.6814 | 0 | 0 | 0 | 0 | 284.9067 | 0 | 0 | 0 | 0 | 285.0569 | 0 | 0 | 0 | 0 | 285.2822 | 0 | 0 | 0 | 0 | 285.5075 | 0 | 0 | 0 | 0 | 285.7327 | 0 | 0 | 0 | 0 | 285.8829 | 0 | 0 | 0 | 0 | 286.1082 | 0 | 0 | 0 | 0 | 286.2584 | 0 | 0 | 0 | 0 | 286.4086 | 0 | 0 | 0 | 0 | 286.6339 | 0 | 0 | 0 | 0 | 286.7841 | 0 | 0 | 0 | 0 | 287.0093 | 0 | 0 | 0 | 0 | 287.1595 | 0 | 0 | 0 | 0 | 287.3848 | 0 | 0 | 0 | 0 | 287.535 | 0 | 0 | 0 | 0 | 287.535 | 0 | 0 | 0 | 0
2017-12-20 21:00 | 262.0744 | 0.78114 |  | 279.9601 | 0 | 0 | 0 | 0 | 288.2401 | 0 | 0 | 0 | 0 | 294.5674 | 0 | 0 | 0 | 0 | 294.7236 | 0 | 0 | 0 | 0 | 294.9579 | 0 | 0 | 0 | 0 | 295.1923 | 0 | 0 | 0 | 0 | 295.4266 | 0 | 0 | 0 | 0 | 295.6609 | 0 | 0 | 0 | 0 | 295.8953 | 0 | 0 | 0 | 0 | 296.1296 | 0 | 0 | 0 | 0 | 296.364 | 0 | 0 | 0 | 0 | 296.5202 | 0.00017395 | 0 | 0 | 0.00034791 | 296.7545 | 0.00068224 | 0 | 0 | 0.0013645 | 296.9889 | 0.0011905 | 0 | 0 | 0.0023811 | 297.2232 | 0.0016988 | 0 | 0 | 0.0033976 | 297.3795 | 0.0020377 | 0 | 0 | 0.0040753 | 297.6138 | 0.002546 | 0 | 0 | 0.0050919 | 297.77 | 0.0028848 | 0 | 0 | 0.0057696 | 297.9262 | 0.0032237 | 0 | 0 | 0.0064473 | 298.1606 | 0.003732 | 0 | 0 | 0.0074639 | 298.3168 | 0.0040708 | 0 | 0 | 0.0081416 | 298.5512 | 0.0045791 | 0 | 0 | 0.0091582 | 298.7074 | 0.004918 | 0 | 0 | 0.0098359 | 298.9417 | 0.0054263 | 0 | 0 | 0.010853 | 299.098 | 0.0057651 | 0 | 0 | 0.01153 | 299.098 | 0.0057651 | 0 | 0 | 0.01153
2017-12-20 22:00 | 271.0579 | 0.80791 |  | 289.5566 | 0 | 0 | 0 | 0 | 298.1205 | 0.0036451 | 0 | 0 | 0.0072902 | 304.6646 | 0.017839 | 0 | 0 | 0.035679 | 304.8262 | 0.01819 | 0 | 0 | 0.036379 | 305.0686 | 0.018715 | 0 | 0 | 0.037431 | 305.311 | 0.019241 | 0 | 0 | 0.038482 | 305.5534 | 0.019767 | 0 | 0 | 0.039534 | 305.7957 | 0.020293 | 0 | 0 | 0.040585 | 306.0381 | 0.020818 | 0 | 0 | 0.041637 | 306.2805 | 0.021344 | 0 | 0 | 0.042688 | 306.5229 | 0.02187 | 0 | 0 | 0.043739 | 306.6844 | 0.02222 | 0 | 0 | 0.04444 | 306.9268 | 0.022746 | 0 | 0 | 0.045492 | 307.1692 | 0.023272 | 0 | 0 | 0.046543 | 307.4116 | 0.023797 | 0 | 0 | 0.047595 | 307.5731 | 0.024148 | 0 | 0 | 0.048296 | 307.8155 | 0.024673 | 0 | 0 | 0.049347 | 307.9771 | 0.025024 | 0 | 0 | 0.050048 | 308.1387 | 0.025374 | 0 | 0 | 0.050749 | 308.3811 | 0.0259 | 0 | 0 | 0.0518 | 308.5426 | 0.026251 | 0 | 0 | 0.052501 | 308.785 | 0.026776 | 0 | 0 | 0.053553 | 308.9466 | 0.027127 | 0 | 0 | 0.054254 | 309.189 | 0.027653 | 0 | 0 | 0.055305 | 309.3506 | 0.028003 | 0 | 0 | 0.056006 | 309.3506 | 0.028003 | 0 | 0 | 0.056006
2017-12-20 23:00 | 276.6486 | 0.82458 |  | 295.5289 | 0 | 0 | 0 | 0 | 304.2694 | 0.016982 | 0 | 0 | 0.033964 | 310.9485 | 0.031469 | 0 | 0 | 0.062938 | 311.1134 | 0.031827 | 0 | 0 | 0.063653 | 311.3608 | 0.032363 | 0 | 0 | 0.064726 | 311.6081 | 0.0329 | 0 | 0 | 0.065799 | 311.8555 | 0.033436 | 0 | 0 | 0.066872 | 312.1029 | 0.033973 | 0 | 0 | 0.067946 | 312.3503 | 0.034509 | 0 | 0 | 0.069019 | 312.5976 | 0.035046 | 0 | 0 | 0.070092 | 312.845 | 0.035582 | 0 | 0 | 0.071165 | 313.0099 | 0.03594 | 0 | 0 | 0.07188 | 313.2573 | 0.036477 | 0 | 0 | 0.072953 | 313.5047 | 0.037013 | 0 | 0 | 0.074026 | 313.752 | 0.03755 | 0 | 0 | 0.0751 | 313.9169 | 0.037908 | 0 | 0 | 0.075815 | 314.1643 | 0.038444 | 0 | 0 | 0.076888 | 314.3292 | 0.038802 | 0 | 0 | 0.077604 | 314.4942 | 0.039159 | 0 | 0 | 0.078319 | 314.7415 | 0.039696 | 0 | 0 | 0.079392 | 314.9064 | 0.040054 | 0 | 0 | 0.080107 | 315.1538 | 0.04059 | 0 | 0 | 0.081181 | 315.3187 | 0.040948 | 0 | 0 | 0.081896 | 315.5661 | 0.041485 | 0 | 0 | 0.082969 | 315.731 | 0.041842 | 0 | 0 | 0.083684 | 315.731 | 0.041842 | 0 | 0 | 0.083684
2017-12-21 | 271.5836 | 0.80948 |  | 290.1182 | 0 | 0 | 0 | 0 | 298.6987 | 0.0048991 | 0 | 0 | 0.0097981 | 305.2555 | 0.019121 | 0 | 0 | 0.038242 | 305.4174 | 0.019472 | 0 | 0 | 0.038944 | 305.6602 | 0.019999 | 0 | 0 | 0.039997 | 305.9031 | 0.020525 | 0 | 0 | 0.041051 | 306.1459 | 0.021052 | 0 | 0 | 0.042104 | 306.3887 | 0.021579 | 0 | 0 | 0.043158 | 306.6316 | 0.022106 | 0 | 0 | 0.044211 | 306.8744 | 0.022632 | 0 | 0 | 0.045265 | 307.1173 | 0.023159 | 0 | 0 | 0.046318 | 307.2792 | 0.02351 | 0 | 0 | 0.04702 | 307.522 | 0.024037 | 0 | 0 | 0.048074 | 307.7649 | 0.024564 | 0 | 0 | 0.049127 | 308.0077 | 0.02509 | 0 | 0 | 0.050181 | 308.1696 | 0.025442 | 0 | 0 | 0.050883 | 308.4124 | 0.025968 | 0 | 0 | 0.051936 | 308.5743 | 0.026319 | 0 | 0 | 0.052639 | 308.7362 | 0.026671 | 0 | 0 | 0.053341 | 308.9791 | 0.027197 | 0 | 0 | 0.054395 | 309.141 | 0.027548 | 0 | 0 | 0.055097 | 309.3838 | 0.028075 | 0 | 0 | 0.05615 | 309.5457 | 0.028426 | 0 | 0 | 0.056853 | 309.7886 | 0.028953 | 0 | 0 | 0.057906 | 309.9505 | 0.029304 | 0 | 0 | 0.058608 | 309.9505 | 0.029304 | 0 | 0 | 0.058608
2017-12-21 01:00 | 279.4065 | 0.8328 |  | 298.4749 | 0.0044138 | 0 | 0 | 0.0088276 | 307.3026 | 0.023561 | 0 | 0 | 0.047122 | 314.0483 | 0.038192 | 0 | 0 | 0.076385 | 314.2148 | 0.038554 | 0 | 0 | 0.077107 | 314.4647 | 0.039096 | 0 | 0 | 0.078191 | 314.7145 | 0.039637 | 0 | 0 | 0.079275 | 314.9644 | 0.040179 | 0 | 0 | 0.080359 | 315.2142 | 0.040721 | 0 | 0 | 0.081442 | 315.464 | 0.041263 | 0 | 0 | 0.082526 | 315.7139 | 0.041805 | 0 | 0 | 0.08361 | 315.9637 | 0.042347 | 0 | 0 | 0.084694 | 316.1303 | 0.042708 | 0 | 0 | 0.085416 | 316.3801 | 0.04325 | 0 | 0 | 0.0865 | 316.63 | 0.043792 | 0 | 0 | 0.087584 | 316.8798 | 0.044334 | 0 | 0 | 0.088668 | 317.0464 | 0.044695 | 0 | 0 | 0.08939 | 317.2962 | 0.045237 | 0 | 0 | 0.090474 | 317.4628 | 0.045598 | 0 | 0 | 0.091197 | 317.6293 | 0.04596 | 0 | 0 | 0.091919 | 317.8792 | 0.046502 | 0 | 0 | 0.093003 | 318.0457 | 0.046863 | 0 | 0 | 0.093726 | 318.2956 | 0.047405 | 0 | 0 | 0.094809 | 318.4621 | 0.047766 | 0 | 0 | 0.095532 | 318.712 | 0.048308 | 0 | 0 | 0.096616 | 318.8785 | 0.048669 | 0 | 0 | 0.097338 | 318.8785 | 0.048669 | 0 | 0 | 0.097338
2017-12-21 02:00 | 265.1214 | 0.79022 |  | 283.215 | 0 | 0 | 0 | 0 | 291.5913 | 0 | 0 | 0 | 0 | 297.9921 | 0.0033665 | 0 | 0 | 0.0067331 | 298.1502 | 0.0037093 | 0 | 0 | 0.0074187 | 298.3872 | 0.0042235 | 0 | 0 | 0.0084471 | 298.6243 | 0.0047377 | 0 | 0 | 0.0094755 | 298.8614 | 0.0052519 | 0 | 0 | 0.010504 | 299.0984 | 0.0057661 | 0 | 0 | 0.011532 | 299.3355 | 0.0062803 | 0 | 0 | 0.012561 | 299.5726 | 0.0067945 | 0 | 0 | 0.013589 | 299.8096 | 0.0073087 | 0 | 0 | 0.014617 | 299.9677 | 0.0076515 | 0 | 0 | 0.015303 | 300.2047 | 0.0081657 | 0 | 0 | 0.016331 | 300.4418 | 0.0086799 | 0 | 0 | 0.01736 | 300.6789 | 0.0091941 | 0 | 0 | 0.018388 | 300.8369 | 0.0095369 | 0 | 0 | 0.019074 | 301.074 | 0.010051 | 0 | 0 | 0.020102 | 301.232 | 0.010394 | 0 | 0 | 0.020788 | 301.3901 | 0.010737 | 0 | 0 | 0.021473 | 301.6271 | 0.011251 | 0 | 0 | 0.022502 | 301.7852 | 0.011594 | 0 | 0 | 0.023187 | 302.0222 | 0.012108 | 0 | 0 | 0.024216 | 302.1803 | 0.012451 | 0 | 0 | 0.024901 | 302.4173 | 0.012965 | 0 | 0 | 0.02593 | 302.5754 | 0.013308 | 0 | 0 | 0.026615 | 302.5754 | 0.013308 | 0 | 0 | 0.026615
2017-12-21 03:00 | 262.2626 | 0.7817 |  | 280.161 | 0 | 0 | 0 | 0 | 288.447 | 0 | 0 | 0 | 0 | 294.7788 | 0 | 0 | 0 | 0 | 294.9351 | 0 | 0 | 0 | 0 | 295.1696 | 0 | 0 | 0 | 0 | 295.4042 | 0 | 0 | 0 | 0 | 295.6387 | 0 | 0 | 0 | 0 | 295.8732 | 0 | 0 | 0 | 0 | 296.1077 | 0 | 0 | 0 | 0 | 296.3422 | 0 | 0 | 0 | 0 | 296.5767 | 0.00029651 | 0 | 0 | 0.00059302 | 296.733 | 0.00063561 | 0 | 0 | 0.0012712 | 296.9676 | 0.0011443 | 0 | 0 | 0.0022885 | 297.2021 | 0.0016529 | 0 | 0 | 0.0033058 | 297.4366 | 0.0021616 | 0 | 0 | 0.0043231 | 297.5929 | 0.0025007 | 0 | 0 | 0.0050013 | 297.8274 | 0.0030093 | 0 | 0 | 0.0060186 | 297.9838 | 0.0033484 | 0 | 0 | 0.0066968 | 298.1401 | 0.0036875 | 0 | 0 | 0.007375 | 298.3746 | 0.0041962 | 0 | 0 | 0.0083923 | 298.531 | 0.0045353 | 0 | 0 | 0.0090705 | 298.7655 | 0.0050439 | 0 | 0 | 0.010088 | 298.9218 | 0.005383 | 0 | 0 | 0.010766 | 299.1563 | 0.0058917 | 0 | 0 | 0.011783 | 299.3127 | 0.0062308 | 0 | 0 | 0.012462 | 299.3127 | 0.0062308 | 0 | 0 | 0.012462
2017-12-21 04:00 | 264.6071 | 0.78869 |  | 282.6656 | 0 | 0 | 0 | 0 | 291.0257 | 0 | 0 | 0 | 0 | 297.4141 | 0.0021127 | 0 | 0 | 0.0042254 | 297.5718 | 0.0024549 | 0 | 0 | 0.0049097 | 297.8084 | 0.0029681 | 0 | 0 | 0.0059361 | 298.045 | 0.0034813 | 0 | 0 | 0.0069625 | 298.2816 | 0.0039945 | 0 | 0 | 0.0079889 | 298.5182 | 0.0045076 | 0 | 0 | 0.0090153 | 298.7548 | 0.0050208 | 0 | 0 | 0.010042 | 298.9914 | 0.005534 | 0 | 0 | 0.011068 | 299.228 | 0.0060472 | 0 | 0 | 0.012094 | 299.3858 | 0.0063894 | 0 | 0 | 0.012779 | 299.6224 | 0.0069026 | 0 | 0 | 0.013805 | 299.859 | 0.0074158 | 0 | 0 | 0.014832 | 300.0956 | 0.007929 | 0 | 0 | 0.015858 | 300.2533 | 0.0082711 | 0 | 0 | 0.016542 | 300.4899 | 0.0087843 | 0 | 0 | 0.017569 | 300.6477 | 0.0091264 | 0 | 0 | 0.018253 | 300.8054 | 0.0094686 | 0 | 0 | 0.018937 | 301.042 | 0.0099818 | 0 | 0 | 0.019964 | 301.1998 | 0.010324 | 0 | 0 | 0.020648 | 301.4364 | 0.010837 | 0 | 0 | 0.021674 | 301.5941 | 0.011179 | 0 | 0 | 0.022358 | 301.8307 | 0.011692 | 0 | 0 | 0.023385 | 301.9884 | 0.012035 | 0 | 0 | 0.024069 | 301.9884 | 0.012035 | 0 | 0 | 0.024069
2017-12-21 05:00 | 256.6916 | 0.76509 |  | 274.2099 | 0 | 0 | 0 | 0 | 282.3199 | 0 | 0 | 0 | 0 | 288.5172 | 0 | 0 | 0 | 0 | 288.6702 | 0 | 0 | 0 | 0 | 288.8997 | 0 | 0 | 0 | 0 | 289.1293 | 0 | 0 | 0 | 0 | 289.3588 | 0 | 0 | 0 | 0 | 289.5883 | 0 | 0 | 0 | 0 | 289.8178 | 0 | 0 | 0 | 0 | 290.0474 | 0 | 0 | 0 | 0 | 290.2769 | 0 | 0 | 0 | 0 | 290.4299 | 0 | 0 | 0 | 0 | 290.6594 | 0 | 0 | 0 | 0 | 290.889 | 0 | 0 | 0 | 0 | 291.1185 | 0 | 0 | 0 | 0 | 291.2715 | 0 | 0 | 0 | 0 | 291.501 | 0 | 0 | 0 | 0 | 291.6541 | 0 | 0 | 0 | 0 | 291.8071 | 0 | 0 | 0 | 0 | 292.0366 | 0 | 0 | 0 | 0 | 292.1896 | 0 | 0 | 0 | 0 | 292.4192 | 0 | 0 | 0 | 0 | 292.5722 | 0 | 0 | 0 | 0 | 292.8017 | 0 | 0 | 0 | 0 | 292.9547 | 0 | 0 | 0 | 0 | 292.9547 | 0 | 0 | 0 | 0
2017-12-21 06:00 | 258.7907 | 0.77135 |  | 276.4522 | 0 | 0 | 0 | 0 | 284.6285 | 0 | 0 | 0 | 0 | 290.8765 | 0 | 0 | 0 | 0 | 291.0307 | 0 | 0 | 0 | 0 | 291.2621 | 0 | 0 | 0 | 0 | 291.4935 | 0 | 0 | 0 | 0 | 291.7249 | 0 | 0 | 0 | 0 | 291.9563 | 0 | 0 | 0 | 0 | 292.1878 | 0 | 0 | 0 | 0 | 292.4192 | 0 | 0 | 0 | 0 | 292.6506 | 0 | 0 | 0 | 0 | 292.8048 | 0 | 0 | 0 | 0 | 293.0362 | 0 | 0 | 0 | 0 | 293.2676 | 0 | 0 | 0 | 0 | 293.4991 | 0 | 0 | 0 | 0 | 293.6533 | 0 | 0 | 0 | 0 | 293.8847 | 0 | 0 | 0 | 0 | 294.039 | 0 | 0 | 0 | 0 | 294.1933 | 0 | 0 | 0 | 0 | 294.4247 | 0 | 0 | 0 | 0 | 294.5789 | 0 | 0 | 0 | 0 | 294.8103 | 0 | 0 | 0 | 0 | 294.9646 | 0 | 0 | 0 | 0 | 295.196 | 0 | 0 | 0 | 0 | 295.3503 | 0 | 0 | 0 | 0 | 295.3503 | 0 | 0 | 0 | 0
2017-12-21 07:00 | 261.8949 | 0.7806 |  | 279.7683 | 0 | 0 | 0 | 0 | 288.0427 | 0 | 0 | 0 | 0 | 294.3656 | 0 | 0 | 0 | 0 | 294.5217 | 0 | 0 | 0 | 0 | 294.7559 | 0 | 0 | 0 | 0 | 294.9901 | 0 | 0 | 0 | 0 | 295.2242 | 0 | 0 | 0 | 0 | 295.4584 | 0 | 0 | 0 | 0 | 295.6926 | 0 | 0 | 0 | 0 | 295.9268 | 0 | 0 | 0 | 0 | 296.161 | 0 | 0 | 0 | 0 | 296.3171 | 0 | 0 | 0 | 0 | 296.5513 | 0.00024134 | 0 | 0 | 0.00048267 | 296.7854 | 0.00074927 | 0 | 0 | 0.0014985 | 297.0196 | 0.0012572 | 0 | 0 | 0.0025144 | 297.1757 | 0.0015958 | 0 | 0 | 0.0031917 | 297.4099 | 0.0021038 | 0 | 0 | 0.0042076 | 297.5661 | 0.0024424 | 0 | 0 | 0.0048848 | 297.7222 | 0.002781 | 0 | 0 | 0.0055621 | 297.9564 | 0.003289 | 0 | 0 | 0.0065779 | 298.1125 | 0.0036276 | 0 | 0 | 0.0072552 | 298.3467 | 0.0041355 | 0 | 0 | 0.0082711 | 298.5028 | 0.0044742 | 0 | 0 | 0.0089483 | 298.737 | 0.0049821 | 0 | 0 | 0.0099642 | 298.8931 | 0.0053207 | 0 | 0 | 0.010641 | 298.8931 | 0.0053207 | 0 | 0 | 0.010641
2017-12-21 08:00 | 258.3196 | 0.76995 |  | 275.949 | 0 | 0 | 0 | 0 | 284.1104 | 0 | 0 | 0 | 0 | 290.347 | 0 | 0 | 0 | 0 | 290.5009 | 0 | 0 | 0 | 0 | 290.7319 | 0 | 0 | 0 | 0 | 290.9629 | 0 | 0 | 0 | 0 | 291.1939 | 0 | 0 | 0 | 0 | 291.4249 | 0 | 0 | 0 | 0 | 291.6559 | 0 | 0 | 0 | 0 | 291.8869 | 0 | 0 | 0 | 0 | 292.1178 | 0 | 0 | 0 | 0 | 292.2718 | 0 | 0 | 0 | 0 | 292.5028 | 0 | 0 | 0 | 0 | 292.7338 | 0 | 0 | 0 | 0 | 292.9648 | 0 | 0 | 0 | 0 | 293.1188 | 0 | 0 | 0 | 0 | 293.3497 | 0 | 0 | 0 | 0 | 293.5037 | 0 | 0 | 0 | 0 | 293.6577 | 0 | 0 | 0 | 0 | 293.8887 | 0 | 0 | 0 | 0 | 294.0427 | 0 | 0 | 0 | 0 | 294.2737 | 0 | 0 | 0 | 0 | 294.4277 | 0 | 0 | 0 | 0 | 294.6587 | 0 | 0 | 0 | 0 | 294.8126 | 0 | 0 | 0 | 0 | 294.8126 | 0 | 0 | 0 | 0
2017-12-21 09:00 | 265.9014 | 0.79255 |  | 284.0482 | 0 | 0 | 0 | 0 | 292.4491 | 0 | 0 | 0 | 0 | 298.8688 | 0.005268 | 0 | 0 | 0.010536 | 299.0273 | 0.0056118 | 0 | 0 | 0.011224 | 299.265 | 0.0061275 | 0 | 0 | 0.012255 | 299.5028 | 0.0066432 | 0 | 0 | 0.013286 | 299.7406 | 0.0071589 | 0 | 0 | 0.014318 | 299.9783 | 0.0076746 | 0 | 0 | 0.015349 | 300.2161 | 0.0081903 | 0 | 0 | 0.016381 | 300.4539 | 0.008706 | 0 | 0 | 0.017412 | 300.6916 | 0.0092218 | 0 | 0 | 0.018444 | 300.8501 | 0.0095656 | 0 | 0 | 0.019131 | 301.0879 | 0.010081 | 0 | 0 | 0.020163 | 301.3257 | 0.010597 | 0 | 0 | 0.021194 | 301.5634 | 0.011113 | 0 | 0 | 0.022225 | 301.7219 | 0.011456 | 0 | 0 | 0.022913 | 301.9597 | 0.011972 | 0 | 0 | 0.023944 | 302.1182 | 0.012316 | 0 | 0 | 0.024632 | 302.2767 | 0.01266 | 0 | 0 | 0.02532 | 302.5145 | 0.013176 | 0 | 0 | 0.026351 | 302.673 | 0.013519 | 0 | 0 | 0.027039 | 302.9107 | 0.014035 | 0 | 0 | 0.02807 | 303.0692 | 0.014379 | 0 | 0 | 0.028758 | 303.307 | 0.014895 | 0 | 0 | 0.029789 | 303.4655 | 0.015238 | 0 | 0 | 0.030477 | 303.4655 | 0.015238 | 0 | 0 | 0.030477
2017-12-21 10:00 | 264.4605 | 0.78825 |  | 282.5089 | 0 | 0 | 0 | 0 | 290.8644 | 0 | 0 | 0 | 0 | 297.2492 | 0.0017552 | 0 | 0 | 0.0035104 | 297.4069 | 0.0020971 | 0 | 0 | 0.0041943 | 297.6433 | 0.00261 | 0 | 0 | 0.0052201 | 297.8798 | 0.003123 | 0 | 0 | 0.0062459 | 298.1163 | 0.0036359 | 0 | 0 | 0.0072717 | 298.3528 | 0.0041488 | 0 | 0 | 0.0082976 | 298.5892 | 0.0046617 | 0 | 0 | 0.0093234 | 298.8257 | 0.0051746 | 0 | 0 | 0.010349 | 299.0622 | 0.0056875 | 0 | 0 | 0.011375 | 299.2198 | 0.0060295 | 0 | 0 | 0.012059 | 299.4563 | 0.0065424 | 0 | 0 | 0.013085 | 299.6928 | 0.0070553 | 0 | 0 | 0.014111 | 299.9293 | 0.0075682 | 0 | 0 | 0.015136 | 300.0869 | 0.0079102 | 0 | 0 | 0.01582 | 300.3234 | 0.0084231 | 0 | 0 | 0.016846 | 300.481 | 0.008765 | 0 | 0 | 0.01753 | 300.6387 | 0.009107 | 0 | 0 | 0.018214 | 300.8752 | 0.0096199 | 0 | 0 | 0.01924 | 301.0328 | 0.0099618 | 0 | 0 | 0.019924 | 301.2693 | 0.010475 | 0 | 0 | 0.020949 | 301.4269 | 0.010817 | 0 | 0 | 0.021633 | 301.6634 | 0.01133 | 0 | 0 | 0.022659 | 301.8211 | 0.011672 | 0 | 0 | 0.023343 | 301.8211 | 0.011672 | 0 | 0 | 0.023343
2017-12-21 11:00 | 266.805 | 0.79524 |  | 285.0135 | 0 | 0 | 0 | 0 | 293.443 | 0 | 0 | 0 | 0 | 299.8845 | 0.0074711 | 0 | 0 | 0.014942 | 300.0435 | 0.007816 | 0 | 0 | 0.015632 | 300.2821 | 0.0083335 | 0 | 0 | 0.016667 | 300.5207 | 0.008851 | 0 | 0 | 0.017702 | 300.7592 | 0.0093684 | 0 | 0 | 0.018737 | 300.9978 | 0.0098859 | 0 | 0 | 0.019772 | 301.2364 | 0.010403 | 0 | 0 | 0.020807 | 301.475 | 0.010921 | 0 | 0 | 0.021842 | 301.7135 | 0.011438 | 0 | 0 | 0.022877 | 301.8726 | 0.011783 | 0 | 0 | 0.023567 | 302.1111 | 0.012301 | 0 | 0 | 0.024601 | 302.3497 | 0.012818 | 0 | 0 | 0.025636 | 302.5883 | 0.013336 | 0 | 0 | 0.026671 | 302.7473 | 0.013681 | 0 | 0 | 0.027361 | 302.9859 | 0.014198 | 0 | 0 | 0.028396 | 303.145 | 0.014543 | 0 | 0 | 0.029086 | 303.304 | 0.014888 | 0 | 0 | 0.029776 | 303.5426 | 0.015405 | 0 | 0 | 0.030811 | 303.7016 | 0.01575 | 0 | 0 | 0.031501 | 303.9402 | 0.016268 | 0 | 0 | 0.032536 | 304.0992 | 0.016613 | 0 | 0 | 0.033226 | 304.3378 | 0.01713 | 0 | 0 | 0.034261 | 304.4969 | 0.017475 | 0 | 0 | 0.034951 | 304.4969 | 0.017475 | 0 | 0 | 0.034951
2017-12-21 12:00 | 267.5802 | 0.79755 |  | 285.8415 | 0 | 0 | 0 | 0 | 294.2956 | 0 | 0 | 0 | 0 | 300.7557 | 0.0093608 | 0 | 0 | 0.018722 | 300.9152 | 0.0097067 | 0 | 0 | 0.019413 | 301.1545 | 0.010226 | 0 | 0 | 0.020451 | 301.3937 | 0.010745 | 0 | 0 | 0.021489 | 301.633 | 0.011264 | 0 | 0 | 0.022527 | 301.8723 | 0.011783 | 0 | 0 | 0.023565 | 302.1115 | 0.012302 | 0 | 0 | 0.024603 | 302.3508 | 0.012821 | 0 | 0 | 0.025641 | 302.5901 | 0.01334 | 0 | 0 | 0.026679 | 302.7496 | 0.013685 | 0 | 0 | 0.027371 | 302.9888 | 0.014204 | 0 | 0 | 0.028409 | 303.2281 | 0.014723 | 0 | 0 | 0.029447 | 303.4674 | 0.015242 | 0 | 0 | 0.030485 | 303.6269 | 0.015588 | 0 | 0 | 0.031177 | 303.8661 | 0.016107 | 0 | 0 | 0.032215 | 304.0257 | 0.016453 | 0 | 0 | 0.032907 | 304.1852 | 0.016799 | 0 | 0 | 0.033599 | 304.4244 | 0.017318 | 0 | 0 | 0.034636 | 304.5839 | 0.017664 | 0 | 0 | 0.035328 | 304.8232 | 0.018183 | 0 | 0 | 0.036366 | 304.9827 | 0.018529 | 0 | 0 | 0.037058 | 305.222 | 0.019048 | 0 | 0 | 0.038096 | 305.3815 | 0.019394 | 0 | 0 | 0.038788 | 305.3815 | 0.019394 | 0 | 0 | 0.038788
2017-12-21 13:00 | 267.56 | 0.79749 |  | 285.82 | 0 | 0 | 0 | 0 | 294.2734 | 0 | 0 | 0 | 0 | 300.733 | 0.0093116 | 0 | 0 | 0.018623 | 300.8925 | 0.0096576 | 0 | 0 | 0.019315 | 301.1318 | 0.010176 | 0 | 0 | 0.020353 | 301.371 | 0.010695 | 0 | 0 | 0.021391 | 301.6103 | 0.011214 | 0 | 0 | 0.022429 | 301.8495 | 0.011733 | 0 | 0 | 0.023467 | 302.0888 | 0.012252 | 0 | 0 | 0.024504 | 302.328 | 0.012771 | 0 | 0 | 0.025542 | 302.5673 | 0.01329 | 0 | 0 | 0.02658 | 302.7268 | 0.013636 | 0 | 0 | 0.027272 | 302.966 | 0.014155 | 0 | 0 | 0.02831 | 303.2053 | 0.014674 | 0 | 0 | 0.029348 | 303.4445 | 0.015193 | 0 | 0 | 0.030386 | 303.604 | 0.015539 | 0 | 0 | 0.031077 | 303.8432 | 0.016058 | 0 | 0 | 0.032115 | 304.0027 | 0.016404 | 0 | 0 | 0.032807 | 304.1622 | 0.01675 | 0 | 0 | 0.033499 | 304.4015 | 0.017268 | 0 | 0 | 0.034537 | 304.561 | 0.017614 | 0 | 0 | 0.035229 | 304.8002 | 0.018133 | 0 | 0 | 0.036267 | 304.9597 | 0.018479 | 0 | 0 | 0.036959 | 305.199 | 0.018998 | 0 | 0 | 0.037996 | 305.3585 | 0.019344 | 0 | 0 | 0.038688 | 305.3585 | 0.019344 | 0 | 0 | 0.038688
2017-12-21 14:00 | 271.7265 | 0.80991 |  | 290.2708 | 0 | 0 | 0 | 0 | 298.8559 | 0.00524 | 0 | 0 | 0.01048 | 305.4161 | 0.019469 | 0 | 0 | 0.038938 | 305.5781 | 0.019821 | 0 | 0 | 0.039641 | 305.8211 | 0.020348 | 0 | 0 | 0.040695 | 306.064 | 0.020875 | 0 | 0 | 0.041749 | 306.307 | 0.021402 | 0 | 0 | 0.042803 | 306.55 | 0.021929 | 0 | 0 | 0.043857 | 306.793 | 0.022456 | 0 | 0 | 0.044911 | 307.0359 | 0.022983 | 0 | 0 | 0.045965 | 307.2789 | 0.02351 | 0 | 0 | 0.047019 | 307.4409 | 0.023861 | 0 | 0 | 0.047722 | 307.6838 | 0.024388 | 0 | 0 | 0.048776 | 307.9268 | 0.024915 | 0 | 0 | 0.04983 | 308.1698 | 0.025442 | 0 | 0 | 0.050884 | 308.3318 | 0.025793 | 0 | 0 | 0.051587 | 308.5747 | 0.02632 | 0 | 0 | 0.052641 | 308.7367 | 0.026672 | 0 | 0 | 0.053343 | 308.8987 | 0.027023 | 0 | 0 | 0.054046 | 309.1417 | 0.02755 | 0 | 0 | 0.0551 | 309.3037 | 0.027901 | 0 | 0 | 0.055803 | 309.5466 | 0.028428 | 0 | 0 | 0.056857 | 309.7086 | 0.02878 | 0 | 0 | 0.057559 | 309.9516 | 0.029307 | 0 | 0 | 0.058613 | 310.1136 | 0.029658 | 0 | 0 | 0.059316 | 310.1136 | 0.029658 | 0 | 0 | 0.059316
2017-12-21 15:00 | 275.4186 | 0.82091 |  | 294.2149 | 0 | 0 | 0 | 0 | 302.9165 | 0.014048 | 0 | 0 | 0.028095 | 309.5659 | 0.02847 | 0 | 0 | 0.05694 | 309.7301 | 0.028826 | 0 | 0 | 0.057653 | 309.9764 | 0.02936 | 0 | 0 | 0.058721 | 310.2227 | 0.029895 | 0 | 0 | 0.059789 | 310.4689 | 0.030429 | 0 | 0 | 0.060858 | 310.7152 | 0.030963 | 0 | 0 | 0.061926 | 310.9615 | 0.031497 | 0 | 0 | 0.062994 | 311.2078 | 0.032031 | 0 | 0 | 0.064063 | 311.454 | 0.032565 | 0 | 0 | 0.065131 | 311.6182 | 0.032922 | 0 | 0 | 0.065843 | 311.8645 | 0.033456 | 0 | 0 | 0.066911 | 312.1108 | 0.03399 | 0 | 0 | 0.06798 | 312.357 | 0.034524 | 0 | 0 | 0.069048 | 312.5212 | 0.03488 | 0 | 0 | 0.06976 | 312.7675 | 0.035414 | 0 | 0 | 0.070829 | 312.9317 | 0.03577 | 0 | 0 | 0.071541 | 313.0959 | 0.036127 | 0 | 0 | 0.072253 | 313.3421 | 0.036661 | 0 | 0 | 0.073321 | 313.5063 | 0.037017 | 0 | 0 | 0.074034 | 313.7526 | 0.037551 | 0 | 0 | 0.075102 | 313.9168 | 0.037907 | 0 | 0 | 0.075814 | 314.163 | 0.038441 | 0 | 0 | 0.076883 | 314.3272 | 0.038797 | 0 | 0 | 0.077595 | 314.3272 | 0.038797 | 0 | 0 | 0.077595
2017-12-21 16:00 | 277.9455 | 0.82844 |  | 296.9142 | 0.0010286 | 0 | 0 | 0.0020572 | 305.6957 | 0.020076 | 0 | 0 | 0.040151 | 312.4061 | 0.034631 | 0 | 0 | 0.069261 | 312.5718 | 0.03499 | 0 | 0 | 0.06998 | 312.8204 | 0.035529 | 0 | 0 | 0.071058 | 313.0689 | 0.036068 | 0 | 0 | 0.072136 | 313.3174 | 0.036607 | 0 | 0 | 0.073214 | 313.566 | 0.037146 | 0 | 0 | 0.074292 | 313.8145 | 0.037685 | 0 | 0 | 0.075371 | 314.063 | 0.038224 | 0 | 0 | 0.076449 | 314.3116 | 0.038763 | 0 | 0 | 0.077527 | 314.4772 | 0.039123 | 0 | 0 | 0.078246 | 314.7258 | 0.039662 | 0 | 0 | 0.079324 | 314.9743 | 0.040201 | 0 | 0 | 0.080402 | 315.2228 | 0.04074 | 0 | 0 | 0.08148 | 315.3885 | 0.041099 | 0 | 0 | 0.082199 | 315.6371 | 0.041638 | 0 | 0 | 0.083277 | 315.8028 | 0.041998 | 0 | 0 | 0.083996 | 315.9684 | 0.042357 | 0 | 0 | 0.084714 | 316.217 | 0.042896 | 0 | 0 | 0.085793 | 316.3827 | 0.043256 | 0 | 0 | 0.086511 | 316.6312 | 0.043795 | 0 | 0 | 0.087589 | 316.7969 | 0.044154 | 0 | 0 | 0.088308 | 317.0454 | 0.044693 | 0 | 0 | 0.089386 | 317.2111 | 0.045053 | 0 | 0 | 0.090105 | 317.2111 | 0.045053 | 0 | 0 | 0.090105
2017-12-21 17:00 | 288.593 | 0.86018 |  | 308.2884 | 0.025699 | 0 | 0 | 0.051398 | 317.4063 | 0.045476 | 0 | 0 | 0.090952 | 324.3738 | 0.060588 | 0 | 0 | 0.12118 | 324.5458 | 0.060961 | 0 | 0 | 0.12192 | 324.8039 | 0.061521 | 0 | 0 | 0.12304 | 325.0619 | 0.062081 | 0 | 0 | 0.12416 | 325.32 | 0.062641 | 0 | 0 | 0.12528 | 325.578 | 0.0632 | 0 | 0 | 0.1264 | 325.8361 | 0.06376 | 0 | 0 | 0.12752 | 326.0941 | 0.06432 | 0 | 0 | 0.12864 | 326.3522 | 0.06488 | 0 | 0 | 0.12976 | 326.5242 | 0.065253 | 0 | 0 | 0.13051 | 326.7823 | 0.065812 | 0 | 0 | 0.13162 | 327.0403 | 0.066372 | 0 | 0 | 0.13274 | 327.2984 | 0.066932 | 0 | 0 | 0.13386 | 327.4704 | 0.067305 | 0 | 0 | 0.13461 | 327.7285 | 0.067865 | 0 | 0 | 0.13573 | 327.9005 | 0.068238 | 0 | 0 | 0.13648 | 328.0725 | 0.068611 | 0 | 0 | 0.13722 | 328.3306 | 0.069171 | 0 | 0 | 0.13834 | 328.5026 | 0.069544 | 0 | 0 | 0.13909 | 328.7607 | 0.070104 | 0 | 0 | 0.14021 | 328.9327 | 0.070477 | 0 | 0 | 0.14095 | 329.1908 | 0.071036 | 0 | 0 | 0.14207 | 329.3628 | 0.07141 | 0 | 0 | 0.14282 | 329.3628 | 0.07141 | 0 | 0 | 0.14282
2017-12-21 18:00 | 291.803 | 0.86975 |  | 311.7175 | 0.033137 | 0 | 0 | 0.066274 | 320.9368 | 0.053134 | 0 | 0 | 0.10627 | 327.9818 | 0.068414 | 0 | 0 | 0.13683 | 328.1557 | 0.068791 | 0 | 0 | 0.13758 | 328.4167 | 0.069357 | 0 | 0 | 0.13871 | 328.6776 | 0.069923 | 0 | 0 | 0.13985 | 328.9385 | 0.070489 | 0 | 0 | 0.14098 | 329.1994 | 0.071055 | 0 | 0 | 0.14211 | 329.4604 | 0.071621 | 0 | 0 | 0.14324 | 329.7213 | 0.072187 | 0 | 0 | 0.14437 | 329.9822 | 0.072753 | 0 | 0 | 0.14551 | 330.1562 | 0.07313 | 0 | 0 | 0.14626 | 330.4171 | 0.073696 | 0 | 0 | 0.14739 | 330.678 | 0.074262 | 0 | 0 | 0.14852 | 330.9389 | 0.074828 | 0 | 0 | 0.14966 | 331.1129 | 0.075205 | 0 | 0 | 0.15041 | 331.3738 | 0.075771 | 0 | 0 | 0.15154 | 331.5477 | 0.076149 | 0 | 0 | 0.1523 | 331.7217 | 0.076526 | 0 | 0 | 0.15305 | 331.9826 | 0.077092 | 0 | 0 | 0.15418 | 332.1566 | 0.077469 | 0 | 0 | 0.15494 | 332.4175 | 0.078035 | 0 | 0 | 0.15607 | 332.5914 | 0.078412 | 0 | 0 | 0.15682 | 332.8524 | 0.078978 | 0 | 0 | 0.15796 | 333.0263 | 0.079356 | 0 | 0 | 0.15871 | 333.0263 | 0.079356 | 0 | 0 | 0.15871
2017-12-21 19:00 | 296.4093 | 0.88348 |  | 316.6382 | 0.04381 | 0 | 0 | 0.08762 | 326.003 | 0.064122 | 0 | 0 | 0.12824 | 333.1592 | 0.079644 | 0 | 0 | 0.15929 | 333.3359 | 0.080027 | 0 | 0 | 0.16005 | 333.6009 | 0.080602 | 0 | 0 | 0.1612 | 333.866 | 0.081177 | 0 | 0 | 0.16235 | 334.131 | 0.081752 | 0 | 0 | 0.1635 | 334.3961 | 0.082327 | 0 | 0 | 0.16465 | 334.6611 | 0.082902 | 0 | 0 | 0.1658 | 334.9261 | 0.083476 | 0 | 0 | 0.16695 | 335.1912 | 0.084051 | 0 | 0 | 0.1681 | 335.3679 | 0.084435 | 0 | 0 | 0.16887 | 335.6329 | 0.085009 | 0 | 0 | 0.17002 | 335.898 | 0.085584 | 0 | 0 | 0.17117 | 336.163 | 0.086159 | 0 | 0 | 0.17232 | 336.3397 | 0.086542 | 0 | 0 | 0.17308 | 336.6048 | 0.087117 | 0 | 0 | 0.17423 | 336.7814 | 0.087501 | 0 | 0 | 0.175 | 336.9581 | 0.087884 | 0 | 0 | 0.17577 | 337.2232 | 0.088459 | 0 | 0 | 0.17692 | 337.3999 | 0.088842 | 0 | 0 | 0.17768 | 337.6649 | 0.089417 | 0 | 0 | 0.17883 | 337.8416 | 0.0898 | 0 | 0 | 0.1796 | 338.1067 | 0.090375 | 0 | 0 | 0.18075 | 338.2834 | 0.090758 | 0 | 0 | 0.18152 | 338.2834 | 0.090758 | 0 | 0 | 0.18152
2017-12-21 20:00 | 286.3388 | 0.85346 |  | 305.8803 | 0.020476 | 0 | 0 | 0.040952 | 314.927 | 0.040098 | 0 | 0 | 0.080197 | 321.8401 | 0.055093 | 0 | 0 | 0.11019 | 322.0107 | 0.055463 | 0 | 0 | 0.11093 | 322.2668 | 0.056018 | 0 | 0 | 0.11204 | 322.5228 | 0.056574 | 0 | 0 | 0.11315 | 322.7789 | 0.057129 | 0 | 0 | 0.11426 | 323.0349 | 0.057684 | 0 | 0 | 0.11537 | 323.2909 | 0.05824 | 0 | 0 | 0.11648 | 323.547 | 0.058795 | 0 | 0 | 0.11759 | 323.803 | 0.05935 | 0 | 0 | 0.1187 | 323.9737 | 0.059721 | 0 | 0 | 0.11944 | 324.2297 | 0.060276 | 0 | 0 | 0.12055 | 324.4858 | 0.060831 | 0 | 0 | 0.12166 | 324.7418 | 0.061387 | 0 | 0 | 0.12277 | 324.9125 | 0.061757 | 0 | 0 | 0.12351 | 325.1685 | 0.062312 | 0 | 0 | 0.12462 | 325.3392 | 0.062682 | 0 | 0 | 0.12536 | 325.5099 | 0.063053 | 0 | 0 | 0.12611 | 325.766 | 0.063608 | 0 | 0 | 0.12722 | 325.9367 | 0.063978 | 0 | 0 | 0.12796 | 326.1927 | 0.064534 | 0 | 0 | 0.12907 | 326.3634 | 0.064904 | 0 | 0 | 0.12981 | 326.6194 | 0.065459 | 0 | 0 | 0.13092 | 326.7901 | 0.065829 | 0 | 0 | 0.13166 | 326.7901 | 0.065829 | 0 | 0 | 0.13166
2017-12-21 21:00 | 296.1886 | 0.88282 |  | 316.4024 | 0.043298 | 0 | 0 | 0.086597 | 325.7603 | 0.063596 | 0 | 0 | 0.12719 | 332.9111 | 0.079106 | 0 | 0 | 0.15821 | 333.0877 | 0.079489 | 0 | 0 | 0.15898 | 333.3525 | 0.080063 | 0 | 0 | 0.16013 | 333.6174 | 0.080638 | 0 | 0 | 0.16128 | 333.8822 | 0.081212 | 0 | 0 | 0.16242 | 334.1471 | 0.081787 | 0 | 0 | 0.16357 | 334.4119 | 0.082361 | 0 | 0 | 0.16472 | 334.6768 | 0.082936 | 0 | 0 | 0.16587 | 334.9416 | 0.08351 | 0 | 0 | 0.16702 | 335.1182 | 0.083893 | 0 | 0 | 0.16779 | 335.383 | 0.084467 | 0 | 0 | 0.16893 | 335.6479 | 0.085042 | 0 | 0 | 0.17008 | 335.9127 | 0.085616 | 0 | 0 | 0.17123 | 336.0893 | 0.085999 | 0 | 0 | 0.172 | 336.3541 | 0.086574 | 0 | 0 | 0.17315 | 336.5307 | 0.086957 | 0 | 0 | 0.17391 | 336.7072 | 0.08734 | 0 | 0 | 0.17468 | 336.9721 | 0.087914 | 0 | 0 | 0.17583 | 337.1486 | 0.088297 | 0 | 0 | 0.17659 | 337.4135 | 0.088872 | 0 | 0 | 0.17774 | 337.5901 | 0.089254 | 0 | 0 | 0.17851 | 337.8549 | 0.089829 | 0 | 0 | 0.17966 | 338.0315 | 0.090212 | 0 | 0 | 0.18042 | 338.0315 | 0.090212 | 0 | 0 | 0.18042
2017-12-21 22:00 | 293.1643 | 0.8738 |  | 313.1717 | 0.036291 | 0 | 0 | 0.072582 | 322.434 | 0.056381 | 0 | 0 | 0.11276 | 329.5118 | 0.071733 | 0 | 0 | 0.14347 | 329.6866 | 0.072112 | 0 | 0 | 0.14422 | 329.9487 | 0.07268 | 0 | 0 | 0.14536 | 330.2108 | 0.073249 | 0 | 0 | 0.1465 | 330.473 | 0.073818 | 0 | 0 | 0.14764 | 330.7351 | 0.074386 | 0 | 0 | 0.14877 | 330.9973 | 0.074955 | 0 | 0 | 0.14991 | 331.2594 | 0.075523 | 0 | 0 | 0.15105 | 331.5216 | 0.076092 | 0 | 0 | 0.15218 | 331.6963 | 0.076471 | 0 | 0 | 0.15294 | 331.9585 | 0.07704 | 0 | 0 | 0.15408 | 332.2206 | 0.077608 | 0 | 0 | 0.15522 | 332.4827 | 0.078177 | 0 | 0 | 0.15635 | 332.6575 | 0.078556 | 0 | 0 | 0.15711 | 332.9196 | 0.079124 | 0 | 0 | 0.15825 | 333.0944 | 0.079503 | 0 | 0 | 0.15901 | 333.2692 | 0.079882 | 0 | 0 | 0.15976 | 333.5313 | 0.080451 | 0 | 0 | 0.1609 | 333.7061 | 0.08083 | 0 | 0 | 0.16166 | 333.9682 | 0.081399 | 0 | 0 | 0.1628 | 334.143 | 0.081778 | 0 | 0 | 0.16356 | 334.4051 | 0.082346 | 0 | 0 | 0.16469 | 334.5799 | 0.082725 | 0 | 0 | 0.16545 | 334.5799 | 0.082725 | 0 | 0 | 0.16545
2017-12-21 23:00 | 295.2052 | 0.87989 |  | 315.3519 | 0.04102 | 0 | 0 | 0.08204 | 324.6787 | 0.06125 | 0 | 0 | 0.1225 | 331.8058 | 0.076708 | 0 | 0 | 0.15342 | 331.9818 | 0.07709 | 0 | 0 | 0.15418 | 332.2458 | 0.077663 | 0 | 0 | 0.15533 | 332.5097 | 0.078235 | 0 | 0 | 0.15647 | 332.7737 | 0.078808 | 0 | 0 | 0.15762 | 333.0377 | 0.07938 | 0 | 0 | 0.15876 | 333.3016 | 0.079953 | 0 | 0 | 0.15991 | 333.5656 | 0.080525 | 0 | 0 | 0.16105 | 333.8296 | 0.081098 | 0 | 0 | 0.1622 | 334.0055 | 0.08148 | 0 | 0 | 0.16296 | 334.2695 | 0.082052 | 0 | 0 | 0.1641 | 334.5335 | 0.082625 | 0 | 0 | 0.16525 | 334.7974 | 0.083197 | 0 | 0 | 0.16639 | 334.9734 | 0.083579 | 0 | 0 | 0.16716 | 335.2374 | 0.084152 | 0 | 0 | 0.1683 | 335.4134 | 0.084533 | 0 | 0 | 0.16907 | 335.5893 | 0.084915 | 0 | 0 | 0.16983 | 335.8533 | 0.085487 | 0 | 0 | 0.17097 | 336.0293 | 0.085869 | 0 | 0 | 0.17174 | 336.2932 | 0.086442 | 0 | 0 | 0.17288 | 336.4692 | 0.086823 | 0 | 0 | 0.17365 | 336.7332 | 0.087396 | 0 | 0 | 0.17479 | 336.9092 | 0.087778 | 0 | 0 | 0.17556 | 336.9092 | 0.087778 | 0 | 0 | 0.17556
2017-12-22 | 301.7924 | 0.89952 |  | 322.3887 | 0.056283 | 0 | 0 | 0.11257 | 331.9236 | 0.076964 | 0 | 0 | 0.15393 | 339.2097 | 0.092768 | 0 | 0 | 0.18554 | 339.3896 | 0.093158 | 0 | 0 | 0.18632 | 339.6595 | 0.093743 | 0 | 0 | 0.18749 | 339.9293 | 0.094328 | 0 | 0 | 0.18866 | 340.1992 | 0.094914 | 0 | 0 | 0.18983 | 340.4691 | 0.095499 | 0 | 0 | 0.191 | 340.7389 | 0.096084 | 0 | 0 | 0.19217 | 341.0088 | 0.09667 | 0 | 0 | 0.19334 | 341.2786 | 0.097255 | 0 | 0 | 0.19451 | 341.4585 | 0.097645 | 0 | 0 | 0.19529 | 341.7284 | 0.098231 | 0 | 0 | 0.19646 | 341.9982 | 0.098816 | 0 | 0 | 0.19763 | 342.2681 | 0.099401 | 0 | 0 | 0.1988 | 342.448 | 0.099791 | 0 | 0 | 0.19958 | 342.7179 | 0.10038 | 0 | 0 | 0.20075 | 342.8978 | 0.10077 | 0 | 0 | 0.20153 | 343.0777 | 0.10116 | 0 | 0 | 0.20231 | 343.3475 | 0.10174 | 0 | 0 | 0.20348 | 343.5274 | 0.10213 | 0 | 0 | 0.20427 | 343.7973 | 0.10272 | 0 | 0 | 0.20544 | 343.9772 | 0.10311 | 0 | 0 | 0.20622 | 344.247 | 0.10369 | 0 | 0 | 0.20739 | 344.427 | 0.10408 | 0 | 0 | 0.20817 | 344.427 | 0.10408 | 0 | 0 | 0.20817
2017-12-22 01:00 | 292.8167 | 0.87277 |  | 312.8004 | 0.035486 | 0 | 0 | 0.070971 | 322.0517 | 0.055552 | 0 | 0 | 0.1111 | 329.1211 | 0.070885 | 0 | 0 | 0.14177 | 329.2957 | 0.071264 | 0 | 0 | 0.14253 | 329.5575 | 0.071832 | 0 | 0 | 0.14366 | 329.8194 | 0.0724 | 0 | 0 | 0.1448 | 330.0812 | 0.072968 | 0 | 0 | 0.14594 | 330.343 | 0.073536 | 0 | 0 | 0.14707 | 330.6048 | 0.074104 | 0 | 0 | 0.14821 | 330.8667 | 0.074671 | 0 | 0 | 0.14934 | 331.1285 | 0.075239 | 0 | 0 | 0.15048 | 331.3031 | 0.075618 | 0 | 0 | 0.15124 | 331.5649 | 0.076186 | 0 | 0 | 0.15237 | 331.8267 | 0.076754 | 0 | 0 | 0.15351 | 332.0885 | 0.077322 | 0 | 0 | 0.15464 | 332.2631 | 0.0777 | 0 | 0 | 0.1554 | 332.5249 | 0.078268 | 0 | 0 | 0.15654 | 332.6995 | 0.078647 | 0 | 0 | 0.15729 | 332.874 | 0.079025 | 0 | 0 | 0.15805 | 333.1359 | 0.079593 | 0 | 0 | 0.15919 | 333.3104 | 0.079972 | 0 | 0 | 0.15994 | 333.5723 | 0.08054 | 0 | 0 | 0.16108 | 333.7468 | 0.080918 | 0 | 0 | 0.16184 | 334.0086 | 0.081486 | 0 | 0 | 0.16297 | 334.1832 | 0.081865 | 0 | 0 | 0.16373 | 334.1832 | 0.081865 | 0 | 0 | 0.16373
2017-12-22 02:00 | 292.7295 | 0.87251 |  | 312.7072 | 0.035284 | 0 | 0 | 0.070567 | 321.9558 | 0.055344 | 0 | 0 | 0.11069 | 329.0231 | 0.070673 | 0 | 0 | 0.14135 | 329.1976 | 0.071051 | 0 | 0 | 0.1421 | 329.4594 | 0.071619 | 0 | 0 | 0.14324 | 329.7211 | 0.072187 | 0 | 0 | 0.14437 | 329.9829 | 0.072755 | 0 | 0 | 0.14551 | 330.2446 | 0.073322 | 0 | 0 | 0.14664 | 330.5064 | 0.07389 | 0 | 0 | 0.14778 | 330.7681 | 0.074458 | 0 | 0 | 0.14892 | 331.0299 | 0.075025 | 0 | 0 | 0.15005 | 331.2044 | 0.075404 | 0 | 0 | 0.15081 | 331.4661 | 0.075972 | 0 | 0 | 0.15194 | 331.7279 | 0.076539 | 0 | 0 | 0.15308 | 331.9896 | 0.077107 | 0 | 0 | 0.15421 | 332.1642 | 0.077486 | 0 | 0 | 0.15497 | 332.4259 | 0.078053 | 0 | 0 | 0.15611 | 332.6004 | 0.078432 | 0 | 0 | 0.15686 | 332.7749 | 0.07881 | 0 | 0 | 0.15762 | 333.0367 | 0.079378 | 0 | 0 | 0.15876 | 333.2112 | 0.079757 | 0 | 0 | 0.15951 | 333.4729 | 0.080324 | 0 | 0 | 0.16065 | 333.6474 | 0.080703 | 0 | 0 | 0.16141 | 333.9092 | 0.081271 | 0 | 0 | 0.16254 | 334.0837 | 0.081649 | 0 | 0 | 0.1633 | 334.0837 | 0.081649 | 0 | 0 | 0.1633
2017-12-22 03:00 | 296.7268 | 0.88442 |  | 316.9774 | 0.044546 | 0 | 0 | 0.089091 | 326.3522 | 0.06488 | 0 | 0 | 0.12976 | 333.5161 | 0.080418 | 0 | 0 | 0.16084 | 333.693 | 0.080802 | 0 | 0 | 0.1616 | 333.9583 | 0.081377 | 0 | 0 | 0.16275 | 334.2236 | 0.081953 | 0 | 0 | 0.16391 | 334.4889 | 0.082528 | 0 | 0 | 0.16506 | 334.7543 | 0.083104 | 0 | 0 | 0.16621 | 335.0196 | 0.083679 | 0 | 0 | 0.16736 | 335.2849 | 0.084255 | 0 | 0 | 0.16851 | 335.5502 | 0.08483 | 0 | 0 | 0.16966 | 335.7271 | 0.085214 | 0 | 0 | 0.17043 | 335.9925 | 0.085789 | 0 | 0 | 0.17158 | 336.2578 | 0.086365 | 0 | 0 | 0.17273 | 336.5231 | 0.08694 | 0 | 0 | 0.17388 | 336.7 | 0.087324 | 0 | 0 | 0.17465 | 336.9653 | 0.087899 | 0 | 0 | 0.1758 | 337.1422 | 0.088283 | 0 | 0 | 0.17657 | 337.3191 | 0.088667 | 0 | 0 | 0.17733 | 337.5844 | 0.089242 | 0 | 0 | 0.17848 | 337.7613 | 0.089626 | 0 | 0 | 0.17925 | 338.0266 | 0.090201 | 0 | 0 | 0.1804 | 338.2035 | 0.090585 | 0 | 0 | 0.18117 | 338.4688 | 0.091161 | 0 | 0 | 0.18232 | 338.6457 | 0.091544 | 0 | 0 | 0.18309 | 338.6457 | 0.091544 | 0 | 0 | 0.18309
2017-12-22 04:00 | 307.1076 | 0.91536 |  | 328.0665 | 0.068598 | 0 | 0 | 0.1372 | 337.7694 | 0.089643 | 0 | 0 | 0.17929 | 345.1838 | 0.10573 | 0 | 0 | 0.21145 | 345.3669 | 0.10612 | 0 | 0 | 0.21224 | 345.6415 | 0.10672 | 0 | 0 | 0.21344 | 345.9161 | 0.10731 | 0 | 0 | 0.21463 | 346.1907 | 0.10791 | 0 | 0 | 0.21582 | 346.4654 | 0.10851 | 0 | 0 | 0.21701 | 346.74 | 0.1091 | 0 | 0 | 0.2182 | 347.0146 | 0.1097 | 0 | 0 | 0.21939 | 347.2892 | 0.11029 | 0 | 0 | 0.22058 | 347.4723 | 0.11069 | 0 | 0 | 0.22138 | 347.7469 | 0.11128 | 0 | 0 | 0.22257 | 348.0215 | 0.11188 | 0 | 0 | 0.22376 | 348.2961 | 0.11248 | 0 | 0 | 0.22495 | 348.4792 | 0.11287 | 0 | 0 | 0.22575 | 348.7538 | 0.11347 | 0 | 0 | 0.22694 | 348.9368 | 0.11387 | 0 | 0 | 0.22773 | 349.1199 | 0.11426 | 0 | 0 | 0.22853 | 349.3945 | 0.11486 | 0 | 0 | 0.22972 | 349.5776 | 0.11526 | 0 | 0 | 0.23051 | 349.8522 | 0.11585 | 0 | 0 | 0.2317 | 350.0353 | 0.11625 | 0 | 0 | 0.2325 | 350.3099 | 0.11684 | 0 | 0 | 0.23369 | 350.493 | 0.11724 | 0 | 0 | 0.23448 | 350.493 | 0.11724 | 0 | 0 | 0.23448
2017-12-22 05:00 | 305.937 | 0.91188 |  | 326.8161 | 0.065886 | 0 | 0 | 0.13177 | 336.4819 | 0.086851 | 0 | 0 | 0.1737 | 343.8681 | 0.10287 | 0 | 0 | 0.20574 | 344.0505 | 0.10327 | 0 | 0 | 0.20653 | 344.3241 | 0.10386 | 0 | 0 | 0.20772 | 344.5976 | 0.10445 | 0 | 0 | 0.20891 | 344.8712 | 0.10505 | 0 | 0 | 0.21009 | 345.1448 | 0.10564 | 0 | 0 | 0.21128 | 345.4183 | 0.10623 | 0 | 0 | 0.21247 | 345.6919 | 0.10683 | 0 | 0 | 0.21365 | 345.9654 | 0.10742 | 0 | 0 | 0.21484 | 346.1478 | 0.10782 | 0 | 0 | 0.21563 | 346.4214 | 0.10841 | 0 | 0 | 0.21682 | 346.695 | 0.109 | 0 | 0 | 0.21801 | 346.9685 | 0.1096 | 0 | 0 | 0.21919 | 347.1509 | 0.10999 | 0 | 0 | 0.21998 | 347.4245 | 0.11059 | 0 | 0 | 0.22117 | 347.6068 | 0.11098 | 0 | 0 | 0.22196 | 347.7892 | 0.11138 | 0 | 0 | 0.22275 | 348.0628 | 0.11197 | 0 | 0 | 0.22394 | 348.2451 | 0.11237 | 0 | 0 | 0.22473 | 348.5187 | 0.11296 | 0 | 0 | 0.22592 | 348.7011 | 0.11335 | 0 | 0 | 0.22671 | 348.9746 | 0.11395 | 0 | 0 | 0.2279 | 349.157 | 0.11434 | 0 | 0 | 0.22869 | 349.157 | 0.11434 | 0 | 0 | 0.22869
2017-12-22 06:00 | 311.8723 | 0.92957 |  | 333.1564 | 0.079638 | 0 | 0 | 0.15928 | 343.0098 | 0.10101 | 0 | 0 | 0.20202 | 350.5393 | 0.11734 | 0 | 0 | 0.23468 | 350.7252 | 0.11774 | 0 | 0 | 0.23549 | 351.0041 | 0.11835 | 0 | 0 | 0.2367 | 351.283 | 0.11895 | 0 | 0 | 0.23791 | 351.5618 | 0.11956 | 0 | 0 | 0.23912 | 351.8407 | 0.12016 | 0 | 0 | 0.24033 | 352.1196 | 0.12077 | 0 | 0 | 0.24154 | 352.3984 | 0.12137 | 0 | 0 | 0.24275 | 352.6773 | 0.12198 | 0 | 0 | 0.24396 | 352.8632 | 0.12238 | 0 | 0 | 0.24476 | 353.1421 | 0.12299 | 0 | 0 | 0.24597 | 353.421 | 0.12359 | 0 | 0 | 0.24718 | 353.6998 | 0.1242 | 0 | 0 | 0.24839 | 353.8857 | 0.1246 | 0 | 0 | 0.2492 | 354.1646 | 0.1252 | 0 | 0 | 0.25041 | 354.3505 | 0.12561 | 0 | 0 | 0.25122 | 354.5364 | 0.12601 | 0 | 0 | 0.25202 | 354.8153 | 0.12662 | 0 | 0 | 0.25323 | 355.0012 | 0.12702 | 0 | 0 | 0.25404 | 355.2801 | 0.12762 | 0 | 0 | 0.25525 | 355.466 | 0.12803 | 0 | 0 | 0.25605 | 355.7449 | 0.12863 | 0 | 0 | 0.25726 | 355.9308 | 0.12904 | 0 | 0 | 0.25807 | 355.9308 | 0.12904 | 0 | 0 | 0.25807
2017-12-22 07:00 | 315.6854 | 0.94093 |  | 337.2297 | 0.088473 | 0 | 0 | 0.17695 | 347.2036 | 0.11011 | 0 | 0 | 0.22021 | 354.8252 | 0.12664 | 0 | 0 | 0.25327 | 355.0133 | 0.12705 | 0 | 0 | 0.25409 | 355.2956 | 0.12766 | 0 | 0 | 0.25532 | 355.5779 | 0.12827 | 0 | 0 | 0.25654 | 355.8602 | 0.12888 | 0 | 0 | 0.25776 | 356.1425 | 0.12949 | 0 | 0 | 0.25899 | 356.4247 | 0.13011 | 0 | 0 | 0.26021 | 356.707 | 0.13072 | 0 | 0 | 0.26144 | 356.9893 | 0.13133 | 0 | 0 | 0.26266 | 357.1775 | 0.13174 | 0 | 0 | 0.26348 | 357.4598 | 0.13235 | 0 | 0 | 0.2647 | 357.742 | 0.13296 | 0 | 0 | 0.26593 | 358.0243 | 0.13358 | 0 | 0 | 0.26715 | 358.2125 | 0.13398 | 0 | 0 | 0.26797 | 358.4948 | 0.1346 | 0 | 0 | 0.26919 | 358.683 | 0.13501 | 0 | 0 | 0.27001 | 358.8712 | 0.13541 | 0 | 0 | 0.27083 | 359.1534 | 0.13603 | 0 | 0 | 0.27205 | 359.3416 | 0.13643 | 0 | 0 | 0.27287 | 359.6239 | 0.13705 | 0 | 0 | 0.27409 | 359.8121 | 0.13745 | 0 | 0 | 0.27491 | 360.0944 | 0.13807 | 0 | 0 | 0.27613 | 360.2826 | 0.13847 | 0 | 0 | 0.27695 | 360.2826 | 0.13847 | 0 | 0 | 0.27695
2017-12-22 08:00 | 314.2291 | 0.93659 |  | 335.6741 | 0.085099 | 0 | 0 | 0.1702 | 345.602 | 0.10663 | 0 | 0 | 0.21326 | 353.1884 | 0.12309 | 0 | 0 | 0.24617 | 353.3757 | 0.12349 | 0 | 0 | 0.24699 | 353.6567 | 0.1241 | 0 | 0 | 0.24821 | 353.9377 | 0.12471 | 0 | 0 | 0.24942 | 354.2186 | 0.12532 | 0 | 0 | 0.25064 | 354.4996 | 0.12593 | 0 | 0 | 0.25186 | 354.7806 | 0.12654 | 0 | 0 | 0.25308 | 355.0616 | 0.12715 | 0 | 0 | 0.2543 | 355.3425 | 0.12776 | 0 | 0 | 0.25552 | 355.5299 | 0.12817 | 0 | 0 | 0.25633 | 355.8108 | 0.12878 | 0 | 0 | 0.25755 | 356.0918 | 0.12938 | 0 | 0 | 0.25877 | 356.3728 | 0.12999 | 0 | 0 | 0.25999 | 356.5601 | 0.1304 | 0 | 0 | 0.2608 | 356.8411 | 0.13101 | 0 | 0 | 0.26202 | 357.0284 | 0.13142 | 0 | 0 | 0.26283 | 357.2157 | 0.13182 | 0 | 0 | 0.26365 | 357.4967 | 0.13243 | 0 | 0 | 0.26486 | 357.684 | 0.13284 | 0 | 0 | 0.26568 | 357.965 | 0.13345 | 0 | 0 | 0.2669 | 358.1523 | 0.13385 | 0 | 0 | 0.26771 | 358.4333 | 0.13446 | 0 | 0 | 0.26893 | 358.6206 | 0.13487 | 0 | 0 | 0.26974 | 358.6206 | 0.13487 | 0 | 0 | 0.26974
2017-12-22 09:00 | 316.7073 | 0.94398 |  | 338.3214 | 0.090841 | 0 | 0 | 0.18168 | 348.3276 | 0.11254 | 0 | 0 | 0.22509 | 355.9738 | 0.12913 | 0 | 0 | 0.25826 | 356.1626 | 0.12954 | 0 | 0 | 0.25908 | 356.4458 | 0.13015 | 0 | 0 | 0.26031 | 356.729 | 0.13077 | 0 | 0 | 0.26153 | 357.0122 | 0.13138 | 0 | 0 | 0.26276 | 357.2954 | 0.132 | 0 | 0 | 0.26399 | 357.5786 | 0.13261 | 0 | 0 | 0.26522 | 357.8618 | 0.13322 | 0 | 0 | 0.26645 | 358.145 | 0.13384 | 0 | 0 | 0.26768 | 358.3338 | 0.13425 | 0 | 0 | 0.2685 | 358.6169 | 0.13486 | 0 | 0 | 0.26972 | 358.9001 | 0.13548 | 0 | 0 | 0.27095 | 359.1833 | 0.13609 | 0 | 0 | 0.27218 | 359.3721 | 0.1365 | 0 | 0 | 0.273 | 359.6553 | 0.13711 | 0 | 0 | 0.27423 | 359.8441 | 0.13752 | 0 | 0 | 0.27505 | 360.0329 | 0.13793 | 0 | 0 | 0.27587 | 360.3161 | 0.13855 | 0 | 0 | 0.27709 | 360.5049 | 0.13896 | 0 | 0 | 0.27791 | 360.7881 | 0.13957 | 0 | 0 | 0.27914 | 360.9769 | 0.13998 | 0 | 0 | 0.27996 | 361.2601 | 0.14059 | 0 | 0 | 0.28119 | 361.4489 | 0.141 | 0 | 0 | 0.28201 | 361.4489 | 0.141 | 0 | 0 | 0.28201
2017-12-22 10:00 | 315.7582 | 0.94115 |  | 337.3076 | 0.088642 | 0 | 0 | 0.17728 | 347.2838 | 0.11028 | 0 | 0 | 0.22056 | 354.9071 | 0.12682 | 0 | 0 | 0.25363 | 355.0953 | 0.12722 | 0 | 0 | 0.25445 | 355.3777 | 0.12784 | 0 | 0 | 0.25567 | 355.66 | 0.12845 | 0 | 0 | 0.2569 | 355.9423 | 0.12906 | 0 | 0 | 0.25812 | 356.2247 | 0.12967 | 0 | 0 | 0.25935 | 356.507 | 0.13029 | 0 | 0 | 0.26057 | 356.7894 | 0.1309 | 0 | 0 | 0.2618 | 357.0717 | 0.13151 | 0 | 0 | 0.26302 | 357.2599 | 0.13192 | 0 | 0 | 0.26384 | 357.5423 | 0.13253 | 0 | 0 | 0.26506 | 357.8246 | 0.13314 | 0 | 0 | 0.26629 | 358.107 | 0.13376 | 0 | 0 | 0.26751 | 358.2952 | 0.13416 | 0 | 0 | 0.26833 | 358.5776 | 0.13478 | 0 | 0 | 0.26955 | 358.7658 | 0.13518 | 0 | 0 | 0.27037 | 358.954 | 0.13559 | 0 | 0 | 0.27119 | 359.2364 | 0.13621 | 0 | 0 | 0.27241 | 359.4246 | 0.13661 | 0 | 0 | 0.27323 | 359.7069 | 0.13723 | 0 | 0 | 0.27445 | 359.8952 | 0.13763 | 0 | 0 | 0.27527 | 360.1775 | 0.13825 | 0 | 0 | 0.27649 | 360.3657 | 0.13865 | 0 | 0 | 0.27731 | 360.3657 | 0.13865 | 0 | 0 | 0.27731
2017-12-22 11:00 | 312.5306 | 0.93153 |  | 333.8597 | 0.081163 | 0 | 0 | 0.16233 | 343.7339 | 0.10258 | 0 | 0 | 0.20516 | 351.2793 | 0.11895 | 0 | 0 | 0.23789 | 351.4656 | 0.11935 | 0 | 0 | 0.2387 | 351.7451 | 0.11996 | 0 | 0 | 0.23991 | 352.0245 | 0.12056 | 0 | 0 | 0.24113 | 352.304 | 0.12117 | 0 | 0 | 0.24234 | 352.5834 | 0.12178 | 0 | 0 | 0.24355 | 352.8629 | 0.12238 | 0 | 0 | 0.24476 | 353.1424 | 0.12299 | 0 | 0 | 0.24597 | 353.4218 | 0.12359 | 0 | 0 | 0.24719 | 353.6081 | 0.124 | 0 | 0 | 0.248 | 353.8876 | 0.1246 | 0 | 0 | 0.24921 | 354.167 | 0.12521 | 0 | 0 | 0.25042 | 354.4465 | 0.12582 | 0 | 0 | 0.25163 | 354.6328 | 0.12622 | 0 | 0 | 0.25244 | 354.9123 | 0.12683 | 0 | 0 | 0.25365 | 355.0986 | 0.12723 | 0 | 0 | 0.25446 | 355.2849 | 0.12763 | 0 | 0 | 0.25527 | 355.5643 | 0.12824 | 0 | 0 | 0.25648 | 355.7506 | 0.12864 | 0 | 0 | 0.25729 | 356.0301 | 0.12925 | 0 | 0 | 0.2585 | 356.2164 | 0.12966 | 0 | 0 | 0.25931 | 356.4959 | 0.13026 | 0 | 0 | 0.26052 | 356.6822 | 0.13067 | 0 | 0 | 0.26133 | 356.6822 | 0.13067 | 0 | 0 | 0.26133
2017-12-22 12:00 | 305.8622 | 0.91165 |  | 326.7362 | 0.065713 | 0 | 0 | 0.13143 | 336.3997 | 0.086673 | 0 | 0 | 0.17335 | 343.7841 | 0.10269 | 0 | 0 | 0.20538 | 343.9665 | 0.10308 | 0 | 0 | 0.20617 | 344.24 | 0.10368 | 0 | 0 | 0.20736 | 344.5134 | 0.10427 | 0 | 0 | 0.20854 | 344.7869 | 0.10486 | 0 | 0 | 0.20973 | 345.0604 | 0.10546 | 0 | 0 | 0.21092 | 345.3339 | 0.10605 | 0 | 0 | 0.2121 | 345.6074 | 0.10664 | 0 | 0 | 0.21329 | 345.8809 | 0.10724 | 0 | 0 | 0.21447 | 346.0633 | 0.10763 | 0 | 0 | 0.21527 | 346.3368 | 0.10823 | 0 | 0 | 0.21645 | 346.6102 | 0.10882 | 0 | 0 | 0.21764 | 346.8837 | 0.10941 | 0 | 0 | 0.21882 | 347.0661 | 0.10981 | 0 | 0 | 0.21962 | 347.3396 | 0.1104 | 0 | 0 | 0.2208 | 347.5219 | 0.1108 | 0 | 0 | 0.22159 | 347.7042 | 0.11119 | 0 | 0 | 0.22238 | 347.9777 | 0.11179 | 0 | 0 | 0.22357 | 348.1601 | 0.11218 | 0 | 0 | 0.22436 | 348.4336 | 0.11277 | 0 | 0 | 0.22555 | 348.6159 | 0.11317 | 0 | 0 | 0.22634 | 348.8894 | 0.11376 | 0 | 0 | 0.22753 | 349.0717 | 0.11416 | 0 | 0 | 0.22832 | 349.0717 | 0.11416 | 0 | 0 | 0.22832
2017-12-22 13:00 | 300.989 | 0.89713 |  | 321.5304 | 0.054421 | 0 | 0 | 0.10884 | 331.0399 | 0.075047 | 0 | 0 | 0.15009 | 338.3066 | 0.090809 | 0 | 0 | 0.18162 | 338.4861 | 0.091198 | 0 | 0 | 0.1824 | 338.7552 | 0.091782 | 0 | 0 | 0.18356 | 339.0243 | 0.092365 | 0 | 0 | 0.18473 | 339.2935 | 0.092949 | 0 | 0 | 0.1859 | 339.5626 | 0.093533 | 0 | 0 | 0.18707 | 339.8318 | 0.094117 | 0 | 0 | 0.18823 | 340.1009 | 0.0947 | 0 | 0 | 0.1894 | 340.37 | 0.095284 | 0 | 0 | 0.19057 | 340.5495 | 0.095673 | 0 | 0 | 0.19135 | 340.8186 | 0.096257 | 0 | 0 | 0.19251 | 341.0877 | 0.096841 | 0 | 0 | 0.19368 | 341.3569 | 0.097425 | 0 | 0 | 0.19485 | 341.5363 | 0.097814 | 0 | 0 | 0.19563 | 341.8054 | 0.098398 | 0 | 0 | 0.1968 | 341.9849 | 0.098787 | 0 | 0 | 0.19757 | 342.1643 | 0.099176 | 0 | 0 | 0.19835 | 342.4334 | 0.09976 | 0 | 0 | 0.19952 | 342.6128 | 0.10015 | 0 | 0 | 0.2003 | 342.882 | 0.10073 | 0 | 0 | 0.20147 | 343.0614 | 0.10112 | 0 | 0 | 0.20224 | 343.3305 | 0.10171 | 0 | 0 | 0.20341 | 343.51 | 0.10209 | 0 | 0 | 0.20419 | 343.51 | 0.10209 | 0 | 0 | 0.20419
2017-12-22 14:00 | 295.2363 | 0.87998 |  | 315.3851 | 0.041092 | 0 | 0 | 0.082184 | 324.7129 | 0.061324 | 0 | 0 | 0.12265 | 331.8407 | 0.076784 | 0 | 0 | 0.15357 | 332.0167 | 0.077166 | 0 | 0 | 0.15433 | 332.2807 | 0.077738 | 0 | 0 | 0.15548 | 332.5447 | 0.078311 | 0 | 0 | 0.15662 | 332.8087 | 0.078884 | 0 | 0 | 0.15777 | 333.0727 | 0.079456 | 0 | 0 | 0.15891 | 333.3367 | 0.080029 | 0 | 0 | 0.16006 | 333.6007 | 0.080601 | 0 | 0 | 0.1612 | 333.8647 | 0.081174 | 0 | 0 | 0.16235 | 334.0407 | 0.081556 | 0 | 0 | 0.16311 | 334.3047 | 0.082128 | 0 | 0 | 0.16426 | 334.5687 | 0.082701 | 0 | 0 | 0.1654 | 334.8326 | 0.083274 | 0 | 0 | 0.16655 | 335.0086 | 0.083655 | 0 | 0 | 0.16731 | 335.2726 | 0.084228 | 0 | 0 | 0.16846 | 335.4486 | 0.08461 | 0 | 0 | 0.16922 | 335.6246 | 0.084991 | 0 | 0 | 0.16998 | 335.8886 | 0.085564 | 0 | 0 | 0.17113 | 336.0646 | 0.085946 | 0 | 0 | 0.17189 | 336.3286 | 0.086518 | 0 | 0 | 0.17304 | 336.5046 | 0.0869 | 0 | 0 | 0.1738 | 336.7686 | 0.087473 | 0 | 0 | 0.17495 | 336.9446 | 0.087854 | 0 | 0 | 0.17571 | 336.9446 | 0.087854 | 0 | 0 | 0.17571
2017-12-22 15:00 | 286.4927 | 0.85392 |  | 306.0448 | 0.020833 | 0 | 0 | 0.041666 | 315.0963 | 0.040466 | 0 | 0 | 0.080931 | 322.0131 | 0.055468 | 0 | 0 | 0.11094 | 322.1839 | 0.055838 | 0 | 0 | 0.11168 | 322.44 | 0.056394 | 0 | 0 | 0.11279 | 322.6962 | 0.05695 | 0 | 0 | 0.1139 | 322.9524 | 0.057505 | 0 | 0 | 0.11501 | 323.2086 | 0.058061 | 0 | 0 | 0.11612 | 323.4647 | 0.058617 | 0 | 0 | 0.11723 | 323.7209 | 0.059172 | 0 | 0 | 0.11834 | 323.9771 | 0.059728 | 0 | 0 | 0.11946 | 324.1479 | 0.060098 | 0 | 0 | 0.1202 | 324.4041 | 0.060654 | 0 | 0 | 0.12131 | 324.6602 | 0.06121 | 0 | 0 | 0.12242 | 324.9164 | 0.061765 | 0 | 0 | 0.12353 | 325.0872 | 0.062136 | 0 | 0 | 0.12427 | 325.3434 | 0.062691 | 0 | 0 | 0.12538 | 325.5142 | 0.063062 | 0 | 0 | 0.12612 | 325.6849 | 0.063432 | 0 | 0 | 0.12686 | 325.9411 | 0.063988 | 0 | 0 | 0.12798 | 326.1119 | 0.064358 | 0 | 0 | 0.12872 | 326.3681 | 0.064914 | 0 | 0 | 0.12983 | 326.5389 | 0.065284 | 0 | 0 | 0.13057 | 326.795 | 0.06584 | 0 | 0 | 0.13168 | 326.9658 | 0.06621 | 0 | 0 | 0.13242 | 326.9658 | 0.06621 | 0 | 0 | 0.13242
2017-12-22 16:00 | 278.0614 | 0.82879 |  | 297.0381 | 0.0012972 | 0 | 0 | 0.0025943 | 305.8232 | 0.020352 | 0 | 0 | 0.040704 | 312.5364 | 0.034913 | 0 | 0 | 0.069826 | 312.7022 | 0.035273 | 0 | 0 | 0.070545 | 312.9508 | 0.035812 | 0 | 0 | 0.071624 | 313.1994 | 0.036351 | 0 | 0 | 0.072702 | 313.4481 | 0.036891 | 0 | 0 | 0.073781 | 313.6967 | 0.03743 | 0 | 0 | 0.07486 | 313.9454 | 0.037969 | 0 | 0 | 0.075938 | 314.194 | 0.038508 | 0 | 0 | 0.077017 | 314.4426 | 0.039048 | 0 | 0 | 0.078095 | 314.6084 | 0.039407 | 0 | 0 | 0.078814 | 314.857 | 0.039947 | 0 | 0 | 0.079893 | 315.1057 | 0.040486 | 0 | 0 | 0.080972 | 315.3543 | 0.041025 | 0 | 0 | 0.08205 | 315.5201 | 0.041385 | 0 | 0 | 0.082769 | 315.7687 | 0.041924 | 0 | 0 | 0.083848 | 315.9344 | 0.042283 | 0 | 0 | 0.084567 | 316.1002 | 0.042643 | 0 | 0 | 0.085286 | 316.3488 | 0.043182 | 0 | 0 | 0.086365 | 316.5146 | 0.043542 | 0 | 0 | 0.087084 | 316.7632 | 0.044081 | 0 | 0 | 0.088162 | 316.929 | 0.044441 | 0 | 0 | 0.088881 | 317.1776 | 0.04498 | 0 | 0 | 0.08996 | 317.3434 | 0.045339 | 0 | 0 | 0.090679 | 317.3434 | 0.045339 | 0 | 0 | 0.090679
2017-12-22 17:00 | 268.7879 | 0.80115 |  | 287.1317 | 0 | 0 | 0 | 0 | 295.6239 | 0 | 0 | 0 | 0 | 302.1132 | 0.012305 | 0 | 0 | 0.02461 | 302.2735 | 0.012653 | 0 | 0 | 0.025306 | 302.5138 | 0.013174 | 0 | 0 | 0.026348 | 302.7541 | 0.013695 | 0 | 0 | 0.027391 | 302.9945 | 0.014217 | 0 | 0 | 0.028433 | 303.2348 | 0.014738 | 0 | 0 | 0.029476 | 303.4752 | 0.015259 | 0 | 0 | 0.030519 | 303.7155 | 0.015781 | 0 | 0 | 0.031561 | 303.9559 | 0.016302 | 0 | 0 | 0.032604 | 304.1161 | 0.016649 | 0 | 0 | 0.033299 | 304.3564 | 0.017171 | 0 | 0 | 0.034342 | 304.5968 | 0.017692 | 0 | 0 | 0.035384 | 304.8371 | 0.018213 | 0 | 0 | 0.036427 | 304.9974 | 0.018561 | 0 | 0 | 0.037122 | 305.2377 | 0.019082 | 0 | 0 | 0.038164 | 305.3979 | 0.01943 | 0 | 0 | 0.03886 | 305.5582 | 0.019777 | 0 | 0 | 0.039555 | 305.7985 | 0.020299 | 0 | 0 | 0.040597 | 305.9587 | 0.020646 | 0 | 0 | 0.041292 | 306.1991 | 0.021167 | 0 | 0 | 0.042335 | 306.3593 | 0.021515 | 0 | 0 | 0.04303 | 306.5997 | 0.022036 | 0 | 0 | 0.044073 | 306.7599 | 0.022384 | 0 | 0 | 0.044768 | 306.7599 | 0.022384 | 0 | 0 | 0.044768
2017-12-22 18:00 | 278.5321 | 0.83019 |  | 297.5409 | 0.0023879 | 0 | 0 | 0.0047759 | 306.341 | 0.021475 | 0 | 0 | 0.04295 | 313.0655 | 0.036061 | 0 | 0 | 0.072122 | 313.2316 | 0.036421 | 0 | 0 | 0.072842 | 313.4806 | 0.036961 | 0 | 0 | 0.073922 | 313.7297 | 0.037501 | 0 | 0 | 0.075003 | 313.9787 | 0.038042 | 0 | 0 | 0.076083 | 314.2278 | 0.038582 | 0 | 0 | 0.077163 | 314.4769 | 0.039122 | 0 | 0 | 0.078244 | 314.7259 | 0.039662 | 0 | 0 | 0.079324 | 314.975 | 0.040202 | 0 | 0 | 0.080405 | 315.141 | 0.040562 | 0 | 0 | 0.081125 | 315.3901 | 0.041103 | 0 | 0 | 0.082205 | 315.6391 | 0.041643 | 0 | 0 | 0.083286 | 315.8882 | 0.042183 | 0 | 0 | 0.084366 | 316.0542 | 0.042543 | 0 | 0 | 0.085087 | 316.3033 | 0.043083 | 0 | 0 | 0.086167 | 316.4693 | 0.043444 | 0 | 0 | 0.086887 | 316.6354 | 0.043804 | 0 | 0 | 0.087607 | 316.8844 | 0.044344 | 0 | 0 | 0.088688 | 317.0505 | 0.044704 | 0 | 0 | 0.089408 | 317.2995 | 0.045244 | 0 | 0 | 0.090489 | 317.4656 | 0.045604 | 0 | 0 | 0.091209 | 317.7146 | 0.046145 | 0 | 0 | 0.092289 | 317.8806 | 0.046505 | 0 | 0 | 0.09301 | 317.8806 | 0.046505 | 0 | 0 | 0.09301
2017-12-22 19:00 | 283.2192 | 0.84416 |  | 302.5479 | 0.013248 | 0 | 0 | 0.026496 | 311.496 | 0.032656 | 0 | 0 | 0.065313 | 318.3337 | 0.047487 | 0 | 0 | 0.094975 | 318.5025 | 0.047854 | 0 | 0 | 0.095707 | 318.7558 | 0.048403 | 0 | 0 | 0.096806 | 319.009 | 0.048952 | 0 | 0 | 0.097905 | 319.2623 | 0.049502 | 0 | 0 | 0.099003 | 319.5155 | 0.050051 | 0 | 0 | 0.1001 | 319.7688 | 0.0506 | 0 | 0 | 0.1012 | 320.022 | 0.051149 | 0 | 0 | 0.1023 | 320.2753 | 0.051699 | 0 | 0 | 0.1034 | 320.4441 | 0.052065 | 0 | 0 | 0.10413 | 320.6974 | 0.052614 | 0 | 0 | 0.10523 | 320.9506 | 0.053164 | 0 | 0 | 0.10633 | 321.2039 | 0.053713 | 0 | 0 | 0.10743 | 321.3727 | 0.054079 | 0 | 0 | 0.10816 | 321.6259 | 0.054628 | 0 | 0 | 0.10926 | 321.7948 | 0.054995 | 0 | 0 | 0.10999 | 321.9636 | 0.055361 | 0 | 0 | 0.11072 | 322.2169 | 0.05591 | 0 | 0 | 0.11182 | 322.3857 | 0.056276 | 0 | 0 | 0.11255 | 322.6389 | 0.056826 | 0 | 0 | 0.11365 | 322.8078 | 0.057192 | 0 | 0 | 0.11438 | 323.061 | 0.057741 | 0 | 0 | 0.11548 | 323.2299 | 0.058107 | 0 | 0 | 0.11621 | 323.2299 | 0.058107 | 0 | 0 | 0.11621
2017-12-22 20:00 | 283.5846 | 0.84525 |  | 302.9382 | 0.014095 | 0 | 0 | 0.028189 | 311.8979 | 0.033528 | 0 | 0 | 0.067056 | 318.7444 | 0.048378 | 0 | 0 | 0.096757 | 318.9135 | 0.048745 | 0 | 0 | 0.09749 | 319.1671 | 0.049295 | 0 | 0 | 0.09859 | 319.4206 | 0.049845 | 0 | 0 | 0.09969 | 319.6742 | 0.050395 | 0 | 0 | 0.10079 | 319.9278 | 0.050945 | 0 | 0 | 0.10189 | 320.1814 | 0.051495 | 0 | 0 | 0.10299 | 320.4349 | 0.052045 | 0 | 0 | 0.10409 | 320.6885 | 0.052595 | 0 | 0 | 0.10519 | 320.8576 | 0.052962 | 0 | 0 | 0.10592 | 321.1111 | 0.053512 | 0 | 0 | 0.10702 | 321.3647 | 0.054062 | 0 | 0 | 0.10812 | 321.6183 | 0.054612 | 0 | 0 | 0.10922 | 321.7873 | 0.054978 | 0 | 0 | 0.10996 | 322.0409 | 0.055528 | 0 | 0 | 0.11106 | 322.21 | 0.055895 | 0 | 0 | 0.11179 | 322.379 | 0.056262 | 0 | 0 | 0.11252 | 322.6326 | 0.056812 | 0 | 0 | 0.11362 | 322.8016 | 0.057178 | 0 | 0 | 0.11436 | 323.0552 | 0.057728 | 0 | 0 | 0.11546 | 323.2243 | 0.058095 | 0 | 0 | 0.11619 | 323.4778 | 0.058645 | 0 | 0 | 0.11729 | 323.6469 | 0.059012 | 0 | 0 | 0.11802 | 323.6469 | 0.059012 | 0 | 0 | 0.11802
2017-12-22 21:00 | 285.2702 | 0.85028 |  | 304.7389 | 0.018 | 0 | 0 | 0.036 | 313.7518 | 0.037549 | 0 | 0 | 0.075099 | 320.639 | 0.052488 | 0 | 0 | 0.10498 | 320.8091 | 0.052857 | 0 | 0 | 0.10571 | 321.0642 | 0.05341 | 0 | 0 | 0.10682 | 321.3192 | 0.053963 | 0 | 0 | 0.10793 | 321.5743 | 0.054516 | 0 | 0 | 0.10903 | 321.8294 | 0.05507 | 0 | 0 | 0.11014 | 322.0845 | 0.055623 | 0 | 0 | 0.11125 | 322.3396 | 0.056176 | 0 | 0 | 0.11235 | 322.5947 | 0.056729 | 0 | 0 | 0.11346 | 322.7647 | 0.057098 | 0 | 0 | 0.1142 | 323.0198 | 0.057652 | 0 | 0 | 0.1153 | 323.2749 | 0.058205 | 0 | 0 | 0.11641 | 323.53 | 0.058758 | 0 | 0 | 0.11752 | 323.7 | 0.059127 | 0 | 0 | 0.11825 | 323.9551 | 0.05968 | 0 | 0 | 0.11936 | 324.1252 | 0.060049 | 0 | 0 | 0.1201 | 324.2952 | 0.060418 | 0 | 0 | 0.12084 | 324.5503 | 0.060971 | 0 | 0 | 0.12194 | 324.7204 | 0.06134 | 0 | 0 | 0.12268 | 324.9754 | 0.061893 | 0 | 0 | 0.12379 | 325.1455 | 0.062262 | 0 | 0 | 0.12452 | 325.4006 | 0.062815 | 0 | 0 | 0.12563 | 325.5706 | 0.063184 | 0 | 0 | 0.12637 | 325.5706 | 0.063184 | 0 | 0 | 0.12637
2017-12-22 22:00 | 291.4265 | 0.86863 |  | 311.3153 | 0.032265 | 0 | 0 | 0.064529 | 320.5227 | 0.052235 | 0 | 0 | 0.10447 | 327.5586 | 0.067496 | 0 | 0 | 0.13499 | 327.7323 | 0.067873 | 0 | 0 | 0.13575 | 327.9929 | 0.068438 | 0 | 0 | 0.13688 | 328.2535 | 0.069003 | 0 | 0 | 0.13801 | 328.5141 | 0.069569 | 0 | 0 | 0.13914 | 328.7747 | 0.070134 | 0 | 0 | 0.14027 | 329.0353 | 0.070699 | 0 | 0 | 0.1414 | 329.2958 | 0.071264 | 0 | 0 | 0.14253 | 329.5564 | 0.07183 | 0 | 0 | 0.14366 | 329.7302 | 0.072206 | 0 | 0 | 0.14441 | 329.9907 | 0.072772 | 0 | 0 | 0.14554 | 330.2513 | 0.073337 | 0 | 0 | 0.14667 | 330.5119 | 0.073902 | 0 | 0 | 0.1478 | 330.6856 | 0.074279 | 0 | 0 | 0.14856 | 330.9462 | 0.074844 | 0 | 0 | 0.14969 | 331.12 | 0.075221 | 0 | 0 | 0.15044 | 331.2937 | 0.075598 | 0 | 0 | 0.1512 | 331.5543 | 0.076163 | 0 | 0 | 0.15233 | 331.728 | 0.07654 | 0 | 0 | 0.15308 | 331.9886 | 0.077105 | 0 | 0 | 0.15421 | 332.1623 | 0.077482 | 0 | 0 | 0.15496 | 332.4229 | 0.078047 | 0 | 0 | 0.15609 | 332.5966 | 0.078424 | 0 | 0 | 0.15685 | 332.5966 | 0.078424 | 0 | 0 | 0.15685
2017-12-22 23:00 | 289.5962 | 0.86317 |  | 309.3601 | 0.028024 | 0 | 0 | 0.056047 | 318.5097 | 0.047869 | 0 | 0 | 0.095738 | 325.5014 | 0.063034 | 0 | 0 | 0.12607 | 325.674 | 0.063409 | 0 | 0 | 0.12682 | 325.933 | 0.06397 | 0 | 0 | 0.12794 | 326.1919 | 0.064532 | 0 | 0 | 0.12906 | 326.4509 | 0.065094 | 0 | 0 | 0.13019 | 326.7098 | 0.065655 | 0 | 0 | 0.13131 | 326.9688 | 0.066217 | 0 | 0 | 0.13243 | 327.2277 | 0.066779 | 0 | 0 | 0.13356 | 327.4867 | 0.06734 | 0 | 0 | 0.13468 | 327.6593 | 0.067715 | 0 | 0 | 0.13543 | 327.9183 | 0.068276 | 0 | 0 | 0.13655 | 328.1772 | 0.068838 | 0 | 0 | 0.13768 | 328.4362 | 0.0694 | 0 | 0 | 0.1388 | 328.6088 | 0.069774 | 0 | 0 | 0.13955 | 328.8677 | 0.070336 | 0 | 0 | 0.14067 | 329.0404 | 0.07071 | 0 | 0 | 0.14142 | 329.213 | 0.071085 | 0 | 0 | 0.14217 | 329.472 | 0.071646 | 0 | 0 | 0.14329 | 329.6446 | 0.072021 | 0 | 0 | 0.14404 | 329.9036 | 0.072582 | 0 | 0 | 0.14516 | 330.0762 | 0.072957 | 0 | 0 | 0.14591 | 330.3351 | 0.073519 | 0 | 0 | 0.14704 | 330.5078 | 0.073893 | 0 | 0 | 0.14779 | 330.5078 | 0.073893 | 0 | 0 | 0.14779
2017-12-23 | 292.2047 | 0.87094 |  | 312.1466 | 0.034068 | 0 | 0 | 0.068135 | 321.3786 | 0.054092 | 0 | 0 | 0.10818 | 328.4333 | 0.069393 | 0 | 0 | 0.13879 | 328.6075 | 0.069771 | 0 | 0 | 0.13954 | 328.8688 | 0.070338 | 0 | 0 | 0.14068 | 329.1301 | 0.070905 | 0 | 0 | 0.14181 | 329.3913 | 0.071471 | 0 | 0 | 0.14294 | 329.6526 | 0.072038 | 0 | 0 | 0.14408 | 329.9139 | 0.072605 | 0 | 0 | 0.14521 | 330.1752 | 0.073172 | 0 | 0 | 0.14634 | 330.4365 | 0.073738 | 0 | 0 | 0.14748 | 330.6107 | 0.074116 | 0 | 0 | 0.14823 | 330.8719 | 0.074683 | 0 | 0 | 0.14937 | 331.1332 | 0.07525 | 0 | 0 | 0.1505 | 331.3945 | 0.075816 | 0 | 0 | 0.15163 | 331.5687 | 0.076194 | 0 | 0 | 0.15239 | 331.83 | 0.076761 | 0 | 0 | 0.15352 | 332.0042 | 0.077139 | 0 | 0 | 0.15428 | 332.1784 | 0.077517 | 0 | 0 | 0.15503 | 332.4396 | 0.078083 | 0 | 0 | 0.15617 | 332.6138 | 0.078461 | 0 | 0 | 0.15692 | 332.8751 | 0.079028 | 0 | 0 | 0.15806 | 333.0493 | 0.079406 | 0 | 0 | 0.15881 | 333.3106 | 0.079972 | 0 | 0 | 0.15994 | 333.4848 | 0.08035 | 0 | 0 | 0.1607 | 333.4848 | 0.08035 | 0 | 0 | 0.1607
2017-12-23 01:00 | 292.6362 | 0.87223 |  | 312.6075 | 0.035067 | 0 | 0 | 0.070135 | 321.8532 | 0.055121 | 0 | 0 | 0.11024 | 328.9182 | 0.070445 | 0 | 0 | 0.14089 | 329.0927 | 0.070824 | 0 | 0 | 0.14165 | 329.3543 | 0.071391 | 0 | 0 | 0.14278 | 329.616 | 0.071959 | 0 | 0 | 0.14392 | 329.8777 | 0.072526 | 0 | 0 | 0.14505 | 330.1394 | 0.073094 | 0 | 0 | 0.14619 | 330.401 | 0.073661 | 0 | 0 | 0.14732 | 330.6627 | 0.074229 | 0 | 0 | 0.14846 | 330.9244 | 0.074797 | 0 | 0 | 0.14959 | 331.0988 | 0.075175 | 0 | 0 | 0.15035 | 331.3605 | 0.075743 | 0 | 0 | 0.15149 | 331.6221 | 0.07631 | 0 | 0 | 0.15262 | 331.8838 | 0.076878 | 0 | 0 | 0.15376 | 332.0583 | 0.077256 | 0 | 0 | 0.15451 | 332.3199 | 0.077824 | 0 | 0 | 0.15565 | 332.4944 | 0.078202 | 0 | 0 | 0.1564 | 332.6688 | 0.07858 | 0 | 0 | 0.15716 | 332.9305 | 0.079148 | 0 | 0 | 0.1583 | 333.1049 | 0.079526 | 0 | 0 | 0.15905 | 333.3666 | 0.080094 | 0 | 0 | 0.16019 | 333.5411 | 0.080472 | 0 | 0 | 0.16094 | 333.8027 | 0.08104 | 0 | 0 | 0.16208 | 333.9772 | 0.081418 | 0 | 0 | 0.16284 | 333.9772 | 0.081418 | 0 | 0 | 0.16284
2017-12-23 02:00 | 295.5615 | 0.88095 |  | 315.7325 | 0.041845 | 0 | 0 | 0.083691 | 325.0706 | 0.0621 | 0 | 0 | 0.1242 | 332.2063 | 0.077577 | 0 | 0 | 0.15515 | 332.3825 | 0.077959 | 0 | 0 | 0.15592 | 332.6468 | 0.078532 | 0 | 0 | 0.15706 | 332.911 | 0.079106 | 0 | 0 | 0.15821 | 333.1753 | 0.079679 | 0 | 0 | 0.15936 | 333.4396 | 0.080252 | 0 | 0 | 0.1605 | 333.7039 | 0.080825 | 0 | 0 | 0.16165 | 333.9682 | 0.081399 | 0 | 0 | 0.1628 | 334.2325 | 0.081972 | 0 | 0 | 0.16394 | 334.4087 | 0.082354 | 0 | 0 | 0.16471 | 334.6729 | 0.082927 | 0 | 0 | 0.16585 | 334.9372 | 0.0835 | 0 | 0 | 0.167 | 335.2015 | 0.084074 | 0 | 0 | 0.16815 | 335.3777 | 0.084456 | 0 | 0 | 0.16891 | 335.642 | 0.085029 | 0 | 0 | 0.17006 | 335.8182 | 0.085411 | 0 | 0 | 0.17082 | 335.9944 | 0.085793 | 0 | 0 | 0.17159 | 336.2586 | 0.086367 | 0 | 0 | 0.17273 | 336.4348 | 0.086749 | 0 | 0 | 0.1735 | 336.6991 | 0.087322 | 0 | 0 | 0.17464 | 336.8753 | 0.087704 | 0 | 0 | 0.17541 | 337.1396 | 0.088277 | 0 | 0 | 0.17655 | 337.3158 | 0.08866 | 0 | 0 | 0.17732 | 337.3158 | 0.08866 | 0 | 0 | 0.17732
2017-12-23 03:00 | 296.4103 | 0.88348 |  | 316.6392 | 0.043812 | 0 | 0 | 0.087624 | 326.0041 | 0.064124 | 0 | 0 | 0.12825 | 333.1603 | 0.079646 | 0 | 0 | 0.15929 | 333.337 | 0.08003 | 0 | 0 | 0.16006 | 333.602 | 0.080604 | 0 | 0 | 0.16121 | 333.867 | 0.081179 | 0 | 0 | 0.16236 | 334.1321 | 0.081754 | 0 | 0 | 0.16351 | 334.3971 | 0.082329 | 0 | 0 | 0.16466 | 334.6622 | 0.082904 | 0 | 0 | 0.16581 | 334.9272 | 0.083479 | 0 | 0 | 0.16696 | 335.1923 | 0.084054 | 0 | 0 | 0.16811 | 335.369 | 0.084437 | 0 | 0 | 0.16887 | 335.634 | 0.085012 | 0 | 0 | 0.17002 | 335.8991 | 0.085587 | 0 | 0 | 0.17117 | 336.1641 | 0.086162 | 0 | 0 | 0.17232 | 336.3408 | 0.086545 | 0 | 0 | 0.17309 | 336.6058 | 0.08712 | 0 | 0 | 0.17424 | 336.7825 | 0.087503 | 0 | 0 | 0.17501 | 336.9592 | 0.087886 | 0 | 0 | 0.17577 | 337.2243 | 0.088461 | 0 | 0 | 0.17692 | 337.401 | 0.088844 | 0 | 0 | 0.17769 | 337.666 | 0.089419 | 0 | 0 | 0.17884 | 337.8427 | 0.089802 | 0 | 0 | 0.1796 | 338.1077 | 0.090377 | 0 | 0 | 0.18075 | 338.2844 | 0.090761 | 0 | 0 | 0.18152 | 338.2844 | 0.090761 | 0 | 0 | 0.18152
2017-12-23 04:00 | 294.1134 | 0.87663 |  | 314.1855 | 0.03849 | 0 | 0 | 0.07698 | 323.4779 | 0.058645 | 0 | 0 | 0.11729 | 330.5786 | 0.074047 | 0 | 0 | 0.14809 | 330.7539 | 0.074427 | 0 | 0 | 0.14885 | 331.0169 | 0.074997 | 0 | 0 | 0.14999 | 331.2799 | 0.075568 | 0 | 0 | 0.15114 | 331.5429 | 0.076138 | 0 | 0 | 0.15228 | 331.8059 | 0.076709 | 0 | 0 | 0.15342 | 332.0689 | 0.077279 | 0 | 0 | 0.15456 | 332.3319 | 0.077849 | 0 | 0 | 0.1557 | 332.5948 | 0.07842 | 0 | 0 | 0.15684 | 332.7702 | 0.0788 | 0 | 0 | 0.1576 | 333.0332 | 0.079371 | 0 | 0 | 0.15874 | 333.2962 | 0.079941 | 0 | 0 | 0.15988 | 333.5591 | 0.080511 | 0 | 0 | 0.16102 | 333.7345 | 0.080892 | 0 | 0 | 0.16178 | 333.9975 | 0.081462 | 0 | 0 | 0.16292 | 334.1728 | 0.081842 | 0 | 0 | 0.16368 | 334.3481 | 0.082223 | 0 | 0 | 0.16445 | 334.6111 | 0.082793 | 0 | 0 | 0.16559 | 334.7864 | 0.083173 | 0 | 0 | 0.16635 | 335.0494 | 0.083744 | 0 | 0 | 0.16749 | 335.2247 | 0.084124 | 0 | 0 | 0.16825 | 335.4877 | 0.084695 | 0 | 0 | 0.16939 | 335.6631 | 0.085075 | 0 | 0 | 0.17015 | 335.6631 | 0.085075 | 0 | 0 | 0.17015
2017-12-23 05:00 | 296.4905 | 0.88372 |  | 316.7249 | 0.043998 | 0 | 0 | 0.087996 | 326.0923 | 0.064316 | 0 | 0 | 0.12863 | 333.2504 | 0.079842 | 0 | 0 | 0.15968 | 333.4272 | 0.080225 | 0 | 0 | 0.16045 | 333.6923 | 0.0808 | 0 | 0 | 0.1616 | 333.9574 | 0.081375 | 0 | 0 | 0.16275 | 334.2225 | 0.08195 | 0 | 0 | 0.1639 | 334.4876 | 0.082525 | 0 | 0 | 0.16505 | 334.7527 | 0.0831 | 0 | 0 | 0.1662 | 335.0179 | 0.083675 | 0 | 0 | 0.16735 | 335.283 | 0.08425 | 0 | 0 | 0.1685 | 335.4597 | 0.084634 | 0 | 0 | 0.16927 | 335.7248 | 0.085209 | 0 | 0 | 0.17042 | 335.9899 | 0.085784 | 0 | 0 | 0.17157 | 336.2551 | 0.086359 | 0 | 0 | 0.17272 | 336.4318 | 0.086742 | 0 | 0 | 0.17348 | 336.6969 | 0.087317 | 0 | 0 | 0.17463 | 336.8737 | 0.087701 | 0 | 0 | 0.1754 | 337.0504 | 0.088084 | 0 | 0 | 0.17617 | 337.3155 | 0.088659 | 0 | 0 | 0.17732 | 337.4923 | 0.089042 | 0 | 0 | 0.17808 | 337.7574 | 0.089617 | 0 | 0 | 0.17923 | 337.9341 | 0.090001 | 0 | 0 | 0.18 | 338.1992 | 0.090576 | 0 | 0 | 0.18115 | 338.376 | 0.090959 | 0 | 0 | 0.18192 | 338.376 | 0.090959 | 0 | 0 | 0.18192
2017-12-23 06:00 | 297.2884 | 0.8861 |  | 317.5772 | 0.045847 | 0 | 0 | 0.091693 | 326.9699 | 0.066219 | 0 | 0 | 0.13244 | 334.1473 | 0.081787 | 0 | 0 | 0.16357 | 334.3245 | 0.082171 | 0 | 0 | 0.16434 | 334.5903 | 0.082748 | 0 | 0 | 0.1655 | 334.8561 | 0.083325 | 0 | 0 | 0.16665 | 335.122 | 0.083901 | 0 | 0 | 0.1678 | 335.3878 | 0.084478 | 0 | 0 | 0.16896 | 335.6536 | 0.085054 | 0 | 0 | 0.17011 | 335.9195 | 0.085631 | 0 | 0 | 0.17126 | 336.1853 | 0.086208 | 0 | 0 | 0.17242 | 336.3625 | 0.086592 | 0 | 0 | 0.17318 | 336.6283 | 0.087169 | 0 | 0 | 0.17434 | 336.8942 | 0.087745 | 0 | 0 | 0.17549 | 337.16 | 0.088322 | 0 | 0 | 0.17664 | 337.3372 | 0.088706 | 0 | 0 | 0.17741 | 337.603 | 0.089283 | 0 | 0 | 0.17857 | 337.7803 | 0.089667 | 0 | 0 | 0.17933 | 337.9575 | 0.090051 | 0 | 0 | 0.1801 | 338.2233 | 0.090628 | 0 | 0 | 0.18126 | 338.4005 | 0.091012 | 0 | 0 | 0.18202 | 338.6664 | 0.091589 | 0 | 0 | 0.18318 | 338.8436 | 0.091973 | 0 | 0 | 0.18395 | 339.1094 | 0.09255 | 0 | 0 | 0.1851 | 339.2866 | 0.092934 | 0 | 0 | 0.18587 | 339.2866 | 0.092934 | 0 | 0 | 0.18587
2017-12-23 07:00 | 297.1881 | 0.8858 |  | 317.4701 | 0.045614 | 0 | 0 | 0.091229 | 326.8596 | 0.06598 | 0 | 0 | 0.13196 | 334.0345 | 0.081543 | 0 | 0 | 0.16309 | 334.2117 | 0.081927 | 0 | 0 | 0.16385 | 334.4774 | 0.082503 | 0 | 0 | 0.16501 | 334.7432 | 0.08308 | 0 | 0 | 0.16616 | 335.0089 | 0.083656 | 0 | 0 | 0.16731 | 335.2746 | 0.084232 | 0 | 0 | 0.16846 | 335.5404 | 0.084809 | 0 | 0 | 0.16962 | 335.8061 | 0.085385 | 0 | 0 | 0.17077 | 336.0719 | 0.085962 | 0 | 0 | 0.17192 | 336.249 | 0.086346 | 0 | 0 | 0.17269 | 336.5148 | 0.086922 | 0 | 0 | 0.17384 | 336.7805 | 0.087499 | 0 | 0 | 0.175 | 337.0462 | 0.088075 | 0 | 0 | 0.17615 | 337.2234 | 0.088459 | 0 | 0 | 0.17692 | 337.4891 | 0.089036 | 0 | 0 | 0.17807 | 337.6663 | 0.08942 | 0 | 0 | 0.17884 | 337.8435 | 0.089804 | 0 | 0 | 0.17961 | 338.1092 | 0.09038 | 0 | 0 | 0.18076 | 338.2864 | 0.090765 | 0 | 0 | 0.18153 | 338.5521 | 0.091341 | 0 | 0 | 0.18268 | 338.7293 | 0.091725 | 0 | 0 | 0.18345 | 338.995 | 0.092302 | 0 | 0 | 0.1846 | 339.1722 | 0.092686 | 0 | 0 | 0.18537 | 339.1722 | 0.092686 | 0 | 0 | 0.18537
2017-12-23 08:00 | 289.5212 | 0.86295 |  | 309.28 | 0.02785 | 0 | 0 | 0.0557 | 318.4272 | 0.04769 | 0 | 0 | 0.095381 | 325.4171 | 0.062851 | 0 | 0 | 0.1257 | 325.5897 | 0.063226 | 0 | 0 | 0.12645 | 325.8486 | 0.063787 | 0 | 0 | 0.12757 | 326.1074 | 0.064349 | 0 | 0 | 0.1287 | 326.3663 | 0.06491 | 0 | 0 | 0.12982 | 326.6252 | 0.065472 | 0 | 0 | 0.13094 | 326.8841 | 0.066033 | 0 | 0 | 0.13207 | 327.143 | 0.066595 | 0 | 0 | 0.13319 | 327.4019 | 0.067156 | 0 | 0 | 0.13431 | 327.5745 | 0.067531 | 0 | 0 | 0.13506 | 327.8333 | 0.068092 | 0 | 0 | 0.13618 | 328.0922 | 0.068654 | 0 | 0 | 0.13731 | 328.3511 | 0.069215 | 0 | 0 | 0.13843 | 328.5237 | 0.06959 | 0 | 0 | 0.13918 | 328.7826 | 0.070151 | 0 | 0 | 0.1403 | 328.9552 | 0.070525 | 0 | 0 | 0.14105 | 329.1278 | 0.0709 | 0 | 0 | 0.1418 | 329.3866 | 0.071461 | 0 | 0 | 0.14292 | 329.5592 | 0.071836 | 0 | 0 | 0.14367 | 329.8181 | 0.072397 | 0 | 0 | 0.14479 | 329.9907 | 0.072771 | 0 | 0 | 0.14554 | 330.2496 | 0.073333 | 0 | 0 | 0.14667 | 330.4222 | 0.073707 | 0 | 0 | 0.14741 | 330.4222 | 0.073707 | 0 | 0 | 0.14741
2017-12-23 09:00 | 275.8897 | 0.82232 |  | 294.7181 | 0 | 0 | 0 | 0 | 303.4347 | 0.015171 | 0 | 0 | 0.030343 | 310.0954 | 0.029619 | 0 | 0 | 0.059237 | 310.2599 | 0.029975 | 0 | 0 | 0.059951 | 310.5066 | 0.03051 | 0 | 0 | 0.061021 | 310.7533 | 0.031046 | 0 | 0 | 0.062091 | 311 | 0.031581 | 0 | 0 | 0.063161 | 311.2467 | 0.032116 | 0 | 0 | 0.064231 | 311.4934 | 0.032651 | 0 | 0 | 0.065302 | 311.7401 | 0.033186 | 0 | 0 | 0.066372 | 311.9868 | 0.033721 | 0 | 0 | 0.067442 | 312.1512 | 0.034078 | 0 | 0 | 0.068155 | 312.3979 | 0.034613 | 0 | 0 | 0.069226 | 312.6446 | 0.035148 | 0 | 0 | 0.070296 | 312.8913 | 0.035683 | 0 | 0 | 0.071366 | 313.0558 | 0.03604 | 0 | 0 | 0.072079 | 313.3025 | 0.036575 | 0 | 0 | 0.073149 | 313.4669 | 0.036931 | 0 | 0 | 0.073863 | 313.6314 | 0.037288 | 0 | 0 | 0.074576 | 313.8781 | 0.037823 | 0 | 0 | 0.075646 | 314.0426 | 0.03818 | 0 | 0 | 0.07636 | 314.2893 | 0.038715 | 0 | 0 | 0.07743 | 314.4537 | 0.039072 | 0 | 0 | 0.078144 | 314.7004 | 0.039607 | 0 | 0 | 0.079214 | 314.8649 | 0.039964 | 0 | 0 | 0.079927 | 314.8649 | 0.039964 | 0 | 0 | 0.079927
2017-12-23 10:00 | 283.7688 | 0.8458 |  | 303.135 | 0.014521 | 0 | 0 | 0.029043 | 312.1005 | 0.033968 | 0 | 0 | 0.067935 | 318.9515 | 0.048827 | 0 | 0 | 0.097655 | 319.1206 | 0.049194 | 0 | 0 | 0.098389 | 319.3744 | 0.049745 | 0 | 0 | 0.099489 | 319.6281 | 0.050295 | 0 | 0 | 0.10059 | 319.8819 | 0.050845 | 0 | 0 | 0.10169 | 320.1356 | 0.051396 | 0 | 0 | 0.10279 | 320.3893 | 0.051946 | 0 | 0 | 0.10389 | 320.6431 | 0.052496 | 0 | 0 | 0.10499 | 320.8968 | 0.053047 | 0 | 0 | 0.10609 | 321.066 | 0.053414 | 0 | 0 | 0.10683 | 321.3197 | 0.053964 | 0 | 0 | 0.10793 | 321.5735 | 0.054514 | 0 | 0 | 0.10903 | 321.8272 | 0.055065 | 0 | 0 | 0.11013 | 321.9964 | 0.055432 | 0 | 0 | 0.11086 | 322.2501 | 0.055982 | 0 | 0 | 0.11196 | 322.4193 | 0.056349 | 0 | 0 | 0.1127 | 322.5884 | 0.056716 | 0 | 0 | 0.11343 | 322.8422 | 0.057266 | 0 | 0 | 0.11453 | 323.0113 | 0.057633 | 0 | 0 | 0.11527 | 323.2651 | 0.058184 | 0 | 0 | 0.11637 | 323.4342 | 0.05855 | 0 | 0 | 0.1171 | 323.688 | 0.059101 | 0 | 0 | 0.1182 | 323.8571 | 0.059468 | 0 | 0 | 0.11894 | 323.8571 | 0.059468 | 0 | 0 | 0.11894
2017-12-23 11:00 | 283.7999 | 0.84589 |  | 303.1682 | 0.014593 | 0 | 0 | 0.029187 | 312.1346 | 0.034042 | 0 | 0 | 0.068083 | 318.9864 | 0.048903 | 0 | 0 | 0.097806 | 319.1555 | 0.04927 | 0 | 0 | 0.09854 | 319.4093 | 0.04982 | 0 | 0 | 0.099641 | 319.6631 | 0.050371 | 0 | 0 | 0.10074 | 319.9168 | 0.050921 | 0 | 0 | 0.10184 | 320.1706 | 0.051472 | 0 | 0 | 0.10294 | 320.4244 | 0.052022 | 0 | 0 | 0.10404 | 320.6782 | 0.052573 | 0 | 0 | 0.10515 | 320.9319 | 0.053123 | 0 | 0 | 0.10625 | 321.1011 | 0.05349 | 0 | 0 | 0.10698 | 321.3549 | 0.05404 | 0 | 0 | 0.10808 | 321.6086 | 0.054591 | 0 | 0 | 0.10918 | 321.8624 | 0.055141 | 0 | 0 | 0.11028 | 322.0316 | 0.055508 | 0 | 0 | 0.11102 | 322.2853 | 0.056059 | 0 | 0 | 0.11212 | 322.4545 | 0.056426 | 0 | 0 | 0.11285 | 322.6237 | 0.056792 | 0 | 0 | 0.11358 | 322.8775 | 0.057343 | 0 | 0 | 0.11469 | 323.0467 | 0.05771 | 0 | 0 | 0.11542 | 323.3004 | 0.05826 | 0 | 0 | 0.11652 | 323.4696 | 0.058627 | 0 | 0 | 0.11725 | 323.7234 | 0.059178 | 0 | 0 | 0.11836 | 323.8925 | 0.059545 | 0 | 0 | 0.11909 | 323.8925 | 0.059545 | 0 | 0 | 0.11909
2017-12-23 12:00 | 278.6025 | 0.8304 |  | 297.6161 | 0.002551 | 0 | 0 | 0.005102 | 306.4184 | 0.021643 | 0 | 0 | 0.043286 | 313.1446 | 0.036232 | 0 | 0 | 0.072465 | 313.3107 | 0.036593 | 0 | 0 | 0.073185 | 313.5598 | 0.037133 | 0 | 0 | 0.074266 | 313.809 | 0.037673 | 0 | 0 | 0.075347 | 314.0581 | 0.038214 | 0 | 0 | 0.076427 | 314.3072 | 0.038754 | 0 | 0 | 0.077508 | 314.5563 | 0.039294 | 0 | 0 | 0.078589 | 314.8054 | 0.039835 | 0 | 0 | 0.079669 | 315.0546 | 0.040375 | 0 | 0 | 0.08075 | 315.2206 | 0.040735 | 0 | 0 | 0.08147 | 315.4698 | 0.041276 | 0 | 0 | 0.082551 | 315.7189 | 0.041816 | 0 | 0 | 0.083632 | 315.968 | 0.042356 | 0 | 0 | 0.084713 | 316.1341 | 0.042716 | 0 | 0 | 0.085433 | 316.3832 | 0.043257 | 0 | 0 | 0.086514 | 316.5493 | 0.043617 | 0 | 0 | 0.087234 | 316.7154 | 0.043977 | 0 | 0 | 0.087955 | 316.9645 | 0.044518 | 0 | 0 | 0.089035 | 317.1306 | 0.044878 | 0 | 0 | 0.089756 | 317.3797 | 0.045418 | 0 | 0 | 0.090836 | 317.5458 | 0.045778 | 0 | 0 | 0.091557 | 317.7949 | 0.046319 | 0 | 0 | 0.092638 | 317.961 | 0.046679 | 0 | 0 | 0.093358 | 317.961 | 0.046679 | 0 | 0 | 0.093358
2017-12-23 13:00 | 283.437 | 0.84481 |  | 302.7805 | 0.013753 | 0 | 0 | 0.027505 | 311.7355 | 0.033176 | 0 | 0 | 0.066352 | 318.5785 | 0.048018 | 0 | 0 | 0.096037 | 318.7475 | 0.048385 | 0 | 0 | 0.09677 | 319.0009 | 0.048935 | 0 | 0 | 0.097869 | 319.2544 | 0.049484 | 0 | 0 | 0.098969 | 319.5078 | 0.050034 | 0 | 0 | 0.10007 | 319.7612 | 0.050584 | 0 | 0 | 0.10117 | 320.0147 | 0.051134 | 0 | 0 | 0.10227 | 320.2681 | 0.051683 | 0 | 0 | 0.10337 | 320.5216 | 0.052233 | 0 | 0 | 0.10447 | 320.6905 | 0.052599 | 0 | 0 | 0.1052 | 320.944 | 0.053149 | 0 | 0 | 0.1063 | 321.1974 | 0.053699 | 0 | 0 | 0.1074 | 321.4509 | 0.054249 | 0 | 0 | 0.1085 | 321.6198 | 0.054615 | 0 | 0 | 0.10923 | 321.8733 | 0.055165 | 0 | 0 | 0.11033 | 322.0422 | 0.055531 | 0 | 0 | 0.11106 | 322.2112 | 0.055898 | 0 | 0 | 0.1118 | 322.4646 | 0.056447 | 0 | 0 | 0.11289 | 322.6336 | 0.056814 | 0 | 0 | 0.11363 | 322.8871 | 0.057364 | 0 | 0 | 0.11473 | 323.056 | 0.05773 | 0 | 0 | 0.11546 | 323.3095 | 0.05828 | 0 | 0 | 0.11656 | 323.4784 | 0.058646 | 0 | 0 | 0.11729 | 323.4784 | 0.058646 | 0 | 0 | 0.11729
2017-12-23 14:00 | 288.2021 | 0.85901 |  | 307.8709 | 0.024794 | 0 | 0 | 0.049587 | 316.9764 | 0.044544 | 0 | 0 | 0.089087 | 323.9345 | 0.059636 | 0 | 0 | 0.11927 | 324.1063 | 0.060008 | 0 | 0 | 0.12002 | 324.364 | 0.060567 | 0 | 0 | 0.12113 | 324.6217 | 0.061126 | 0 | 0 | 0.12225 | 324.8794 | 0.061685 | 0 | 0 | 0.12337 | 325.1371 | 0.062244 | 0 | 0 | 0.12449 | 325.3948 | 0.062803 | 0 | 0 | 0.12561 | 325.6525 | 0.063362 | 0 | 0 | 0.12672 | 325.9102 | 0.063921 | 0 | 0 | 0.12784 | 326.082 | 0.064294 | 0 | 0 | 0.12859 | 326.3397 | 0.064852 | 0 | 0 | 0.1297 | 326.5974 | 0.065411 | 0 | 0 | 0.13082 | 326.8551 | 0.06597 | 0 | 0 | 0.13194 | 327.0269 | 0.066343 | 0 | 0 | 0.13269 | 327.2846 | 0.066902 | 0 | 0 | 0.1338 | 327.4564 | 0.067275 | 0 | 0 | 0.13455 | 327.6282 | 0.067647 | 0 | 0 | 0.13529 | 327.8859 | 0.068206 | 0 | 0 | 0.13641 | 328.0577 | 0.068579 | 0 | 0 | 0.13716 | 328.3154 | 0.069138 | 0 | 0 | 0.13828 | 328.4872 | 0.06951 | 0 | 0 | 0.13902 | 328.745 | 0.070069 | 0 | 0 | 0.14014 | 328.9168 | 0.070442 | 0 | 0 | 0.14088 | 328.9168 | 0.070442 | 0 | 0 | 0.14088
2017-12-23 15:00 | 288.2998 | 0.85931 |  | 307.9752 | 0.02502 | 0 | 0 | 0.05004 | 317.0839 | 0.044777 | 0 | 0 | 0.089553 | 324.0443 | 0.059874 | 0 | 0 | 0.11975 | 324.2161 | 0.060246 | 0 | 0 | 0.12049 | 324.4739 | 0.060806 | 0 | 0 | 0.12161 | 324.7317 | 0.061365 | 0 | 0 | 0.12273 | 324.9895 | 0.061924 | 0 | 0 | 0.12385 | 325.2473 | 0.062483 | 0 | 0 | 0.12497 | 325.5051 | 0.063042 | 0 | 0 | 0.12608 | 325.7629 | 0.063601 | 0 | 0 | 0.1272 | 326.0207 | 0.06416 | 0 | 0 | 0.12832 | 326.1925 | 0.064533 | 0 | 0 | 0.12907 | 326.4503 | 0.065092 | 0 | 0 | 0.13018 | 326.7081 | 0.065652 | 0 | 0 | 0.1313 | 326.9659 | 0.066211 | 0 | 0 | 0.13242 | 327.1378 | 0.066583 | 0 | 0 | 0.13317 | 327.3956 | 0.067143 | 0 | 0 | 0.13429 | 327.5674 | 0.067515 | 0 | 0 | 0.13503 | 327.7393 | 0.067888 | 0 | 0 | 0.13578 | 327.9971 | 0.068447 | 0 | 0 | 0.13689 | 328.1689 | 0.06882 | 0 | 0 | 0.13764 | 328.4267 | 0.069379 | 0 | 0 | 0.13876 | 328.5986 | 0.069752 | 0 | 0 | 0.1395 | 328.8564 | 0.070311 | 0 | 0 | 0.14062 | 329.0282 | 0.070684 | 0 | 0 | 0.14137 | 329.0282 | 0.070684 | 0 | 0 | 0.14137
2017-12-23 16:00 | 285.8575 | 0.85203 |  | 305.3663 | 0.019361 | 0 | 0 | 0.038722 | 314.3977 | 0.03895 | 0 | 0 | 0.077901 | 321.2992 | 0.05392 | 0 | 0 | 0.10784 | 321.4696 | 0.054289 | 0 | 0 | 0.10858 | 321.7252 | 0.054844 | 0 | 0 | 0.10969 | 321.9808 | 0.055398 | 0 | 0 | 0.1108 | 322.2364 | 0.055952 | 0 | 0 | 0.1119 | 322.492 | 0.056507 | 0 | 0 | 0.11301 | 322.7476 | 0.057061 | 0 | 0 | 0.11412 | 323.0032 | 0.057616 | 0 | 0 | 0.11523 | 323.2588 | 0.05817 | 0 | 0 | 0.11634 | 323.4292 | 0.05854 | 0 | 0 | 0.11708 | 323.6848 | 0.059094 | 0 | 0 | 0.11819 | 323.9404 | 0.059648 | 0 | 0 | 0.1193 | 324.1961 | 0.060203 | 0 | 0 | 0.12041 | 324.3665 | 0.060572 | 0 | 0 | 0.12114 | 324.6221 | 0.061127 | 0 | 0 | 0.12225 | 324.7925 | 0.061497 | 0 | 0 | 0.12299 | 324.9629 | 0.061866 | 0 | 0 | 0.12373 | 325.2185 | 0.062421 | 0 | 0 | 0.12484 | 325.3889 | 0.06279 | 0 | 0 | 0.12558 | 325.6445 | 0.063345 | 0 | 0 | 0.12669 | 325.8149 | 0.063714 | 0 | 0 | 0.12743 | 326.0705 | 0.064269 | 0 | 0 | 0.12854 | 326.2409 | 0.064638 | 0 | 0 | 0.12928 | 326.2409 | 0.064638 | 0 | 0 | 0.12928
2017-12-23 17:00 | 296.9712 | 0.88515 |  | 317.2384 | 0.045112 | 0 | 0 | 0.090224 | 326.621 | 0.065463 | 0 | 0 | 0.13093 | 333.7908 | 0.081014 | 0 | 0 | 0.16203 | 333.9678 | 0.081398 | 0 | 0 | 0.1628 | 334.2333 | 0.081974 | 0 | 0 | 0.16395 | 334.4989 | 0.08255 | 0 | 0 | 0.1651 | 334.7644 | 0.083126 | 0 | 0 | 0.16625 | 335.03 | 0.083702 | 0 | 0 | 0.1674 | 335.2955 | 0.084278 | 0 | 0 | 0.16856 | 335.5611 | 0.084854 | 0 | 0 | 0.16971 | 335.8266 | 0.08543 | 0 | 0 | 0.17086 | 336.0036 | 0.085814 | 0 | 0 | 0.17163 | 336.2692 | 0.086389 | 0 | 0 | 0.17278 | 336.5347 | 0.086965 | 0 | 0 | 0.17393 | 336.8003 | 0.087541 | 0 | 0 | 0.17508 | 336.9773 | 0.087925 | 0 | 0 | 0.17585 | 337.2429 | 0.088501 | 0 | 0 | 0.177 | 337.4199 | 0.088885 | 0 | 0 | 0.17777 | 337.5969 | 0.089269 | 0 | 0 | 0.17854 | 337.8625 | 0.089845 | 0 | 0 | 0.17969 | 338.0395 | 0.090229 | 0 | 0 | 0.18046 | 338.305 | 0.090805 | 0 | 0 | 0.18161 | 338.4821 | 0.091189 | 0 | 0 | 0.18238 | 338.7476 | 0.091765 | 0 | 0 | 0.18353 | 338.9246 | 0.092149 | 0 | 0 | 0.1843 | 338.9246 | 0.092149 | 0 | 0 | 0.1843
2017-12-23 18:00 | 296.446 | 0.88359 |  | 316.6774 | 0.043895 | 0 | 0 | 0.08779 | 326.0434 | 0.06421 | 0 | 0 | 0.12842 | 333.2004 | 0.079733 | 0 | 0 | 0.15947 | 333.3771 | 0.080117 | 0 | 0 | 0.16023 | 333.6422 | 0.080692 | 0 | 0 | 0.16138 | 333.9073 | 0.081267 | 0 | 0 | 0.16253 | 334.1724 | 0.081842 | 0 | 0 | 0.16368 | 334.4374 | 0.082416 | 0 | 0 | 0.16483 | 334.7025 | 0.082991 | 0 | 0 | 0.16598 | 334.9676 | 0.083566 | 0 | 0 | 0.16713 | 335.2327 | 0.084141 | 0 | 0 | 0.16828 | 335.4094 | 0.084525 | 0 | 0 | 0.16905 | 335.6745 | 0.0851 | 0 | 0 | 0.1702 | 335.9395 | 0.085674 | 0 | 0 | 0.17135 | 336.2046 | 0.086249 | 0 | 0 | 0.1725 | 336.3813 | 0.086633 | 0 | 0 | 0.17327 | 336.6464 | 0.087208 | 0 | 0 | 0.17442 | 336.8231 | 0.087591 | 0 | 0 | 0.17518 | 336.9998 | 0.087974 | 0 | 0 | 0.17595 | 337.2649 | 0.088549 | 0 | 0 | 0.1771 | 337.4416 | 0.088933 | 0 | 0 | 0.17787 | 337.7067 | 0.089507 | 0 | 0 | 0.17901 | 337.8834 | 0.089891 | 0 | 0 | 0.17978 | 338.1485 | 0.090466 | 0 | 0 | 0.18093 | 338.3252 | 0.090849 | 0 | 0 | 0.1817 | 338.3252 | 0.090849 | 0 | 0 | 0.1817
2017-12-23 19:00 | 299.5234 | 0.89276 |  | 319.9648 | 0.051025 | 0 | 0 | 0.10205 | 329.428 | 0.071551 | 0 | 0 | 0.1431 | 336.6593 | 0.087236 | 0 | 0 | 0.17447 | 336.8379 | 0.087623 | 0 | 0 | 0.17525 | 337.1057 | 0.088204 | 0 | 0 | 0.17641 | 337.3735 | 0.088785 | 0 | 0 | 0.17757 | 337.6414 | 0.089366 | 0 | 0 | 0.17873 | 337.9092 | 0.089947 | 0 | 0 | 0.17989 | 338.177 | 0.090528 | 0 | 0 | 0.18106 | 338.4449 | 0.091109 | 0 | 0 | 0.18222 | 338.7127 | 0.091689 | 0 | 0 | 0.18338 | 338.8912 | 0.092077 | 0 | 0 | 0.18415 | 339.1591 | 0.092658 | 0 | 0 | 0.18532 | 339.4269 | 0.093239 | 0 | 0 | 0.18648 | 339.6947 | 0.093819 | 0 | 0 | 0.18764 | 339.8733 | 0.094207 | 0 | 0 | 0.18841 | 340.1411 | 0.094788 | 0 | 0 | 0.18958 | 340.3197 | 0.095175 | 0 | 0 | 0.19035 | 340.4982 | 0.095562 | 0 | 0 | 0.19112 | 340.766 | 0.096143 | 0 | 0 | 0.19229 | 340.9446 | 0.09653 | 0 | 0 | 0.19306 | 341.2124 | 0.097111 | 0 | 0 | 0.19422 | 341.391 | 0.097499 | 0 | 0 | 0.195 | 341.6588 | 0.09808 | 0 | 0 | 0.19616 | 341.8373 | 0.098467 | 0 | 0 | 0.19693 | 341.8373 | 0.098467 | 0 | 0 | 0.19693
2017-12-23 20:00 | 296.6612 | 0.88423 |  | 316.9073 | 0.044394 | 0 | 0 | 0.088787 | 326.2801 | 0.064723 | 0 | 0 | 0.12945 | 333.4423 | 0.080258 | 0 | 0 | 0.16052 | 333.6192 | 0.080642 | 0 | 0 | 0.16128 | 333.8845 | 0.081217 | 0 | 0 | 0.16243 | 334.1497 | 0.081792 | 0 | 0 | 0.16358 | 334.415 | 0.082368 | 0 | 0 | 0.16474 | 334.6803 | 0.082943 | 0 | 0 | 0.16589 | 334.9455 | 0.083518 | 0 | 0 | 0.16704 | 335.2108 | 0.084094 | 0 | 0 | 0.16819 | 335.4761 | 0.084669 | 0 | 0 | 0.16934 | 335.6529 | 0.085053 | 0 | 0 | 0.17011 | 335.9182 | 0.085628 | 0 | 0 | 0.17126 | 336.1834 | 0.086204 | 0 | 0 | 0.17241 | 336.4487 | 0.086779 | 0 | 0 | 0.17356 | 336.6256 | 0.087162 | 0 | 0 | 0.17432 | 336.8908 | 0.087738 | 0 | 0 | 0.17548 | 337.0677 | 0.088121 | 0 | 0 | 0.17624 | 337.2445 | 0.088505 | 0 | 0 | 0.17701 | 337.5098 | 0.08908 | 0 | 0 | 0.17816 | 337.6866 | 0.089464 | 0 | 0 | 0.17893 | 337.9519 | 0.090039 | 0 | 0 | 0.18008 | 338.1288 | 0.090423 | 0 | 0 | 0.18085 | 338.394 | 0.090998 | 0 | 0 | 0.182 | 338.5709 | 0.091382 | 0 | 0 | 0.18276 | 338.5709 | 0.091382 | 0 | 0 | 0.18276
2017-12-23 21:00 | 296.632 | 0.88414 |  | 316.8761 | 0.044326 | 0 | 0 | 0.088652 | 326.248 | 0.064653 | 0 | 0 | 0.12931 | 333.4095 | 0.080187 | 0 | 0 | 0.16037 | 333.5863 | 0.08057 | 0 | 0 | 0.16114 | 333.8516 | 0.081146 | 0 | 0 | 0.16229 | 334.1168 | 0.081721 | 0 | 0 | 0.16344 | 334.3821 | 0.082296 | 0 | 0 | 0.16459 | 334.6473 | 0.082872 | 0 | 0 | 0.16574 | 334.9125 | 0.083447 | 0 | 0 | 0.16689 | 335.1778 | 0.084022 | 0 | 0 | 0.16804 | 335.443 | 0.084598 | 0 | 0 | 0.1692 | 335.6198 | 0.084981 | 0 | 0 | 0.16996 | 335.8851 | 0.085556 | 0 | 0 | 0.17111 | 336.1503 | 0.086132 | 0 | 0 | 0.17226 | 336.4156 | 0.086707 | 0 | 0 | 0.17341 | 336.5924 | 0.087091 | 0 | 0 | 0.17418 | 336.8576 | 0.087666 | 0 | 0 | 0.17533 | 337.0345 | 0.088049 | 0 | 0 | 0.1761 | 337.2113 | 0.088433 | 0 | 0 | 0.17687 | 337.4765 | 0.089008 | 0 | 0 | 0.17802 | 337.6534 | 0.089392 | 0 | 0 | 0.17878 | 337.9186 | 0.089967 | 0 | 0 | 0.17993 | 338.0954 | 0.090351 | 0 | 0 | 0.1807 | 338.3607 | 0.090926 | 0 | 0 | 0.18185 | 338.5375 | 0.09131 | 0 | 0 | 0.18262 | 338.5375 | 0.09131 | 0 | 0 | 0.18262
2017-12-23 22:00 | 300.4754 | 0.8956 |  | 320.9818 | 0.053231 | 0 | 0 | 0.10646 | 330.4751 | 0.073822 | 0 | 0 | 0.14764 | 337.7294 | 0.089557 | 0 | 0 | 0.17911 | 337.9085 | 0.089945 | 0 | 0 | 0.17989 | 338.1772 | 0.090528 | 0 | 0 | 0.18106 | 338.4459 | 0.091111 | 0 | 0 | 0.18222 | 338.7146 | 0.091694 | 0 | 0 | 0.18339 | 338.9832 | 0.092276 | 0 | 0 | 0.18455 | 339.2519 | 0.092859 | 0 | 0 | 0.18572 | 339.5206 | 0.093442 | 0 | 0 | 0.18688 | 339.7893 | 0.094025 | 0 | 0 | 0.18805 | 339.9684 | 0.094413 | 0 | 0 | 0.18883 | 340.2371 | 0.094996 | 0 | 0 | 0.18999 | 340.5058 | 0.095579 | 0 | 0 | 0.19116 | 340.7744 | 0.096161 | 0 | 0 | 0.19232 | 340.9536 | 0.09655 | 0 | 0 | 0.1931 | 341.2222 | 0.097133 | 0 | 0 | 0.19427 | 341.4013 | 0.097521 | 0 | 0 | 0.19504 | 341.5805 | 0.09791 | 0 | 0 | 0.19582 | 341.8491 | 0.098492 | 0 | 0 | 0.19698 | 342.0283 | 0.098881 | 0 | 0 | 0.19776 | 342.2969 | 0.099464 | 0 | 0 | 0.19893 | 342.4761 | 0.099852 | 0 | 0 | 0.1997 | 342.7447 | 0.10043 | 0 | 0 | 0.20087 | 342.9239 | 0.10082 | 0 | 0 | 0.20165 | 342.9239 | 0.10082 | 0 | 0 | 0.20165
2017-12-23 23:00 | 296.8863 | 0.8849 |  | 317.1477 | 0.044915 | 0 | 0 | 0.08983 | 326.5277 | 0.06526 | 0 | 0 | 0.13052 | 333.6953 | 0.080807 | 0 | 0 | 0.16161 | 333.8723 | 0.081191 | 0 | 0 | 0.16238 | 334.1378 | 0.081766 | 0 | 0 | 0.16353 | 334.4033 | 0.082342 | 0 | 0 | 0.16468 | 334.6687 | 0.082918 | 0 | 0 | 0.16584 | 334.9342 | 0.083494 | 0 | 0 | 0.16699 | 335.1997 | 0.08407 | 0 | 0 | 0.16814 | 335.4651 | 0.084646 | 0 | 0 | 0.16929 | 335.7306 | 0.085221 | 0 | 0 | 0.17044 | 335.9076 | 0.085605 | 0 | 0 | 0.17121 | 336.173 | 0.086181 | 0 | 0 | 0.17236 | 336.4385 | 0.086757 | 0 | 0 | 0.17351 | 336.704 | 0.087333 | 0 | 0 | 0.17467 | 336.881 | 0.087716 | 0 | 0 | 0.17543 | 337.1464 | 0.088292 | 0 | 0 | 0.17658 | 337.3234 | 0.088676 | 0 | 0 | 0.17735 | 337.5004 | 0.08906 | 0 | 0 | 0.17812 | 337.7659 | 0.089636 | 0 | 0 | 0.17927 | 337.9428 | 0.09002 | 0 | 0 | 0.18004 | 338.2083 | 0.090595 | 0 | 0 | 0.18119 | 338.3853 | 0.090979 | 0 | 0 | 0.18196 | 338.6508 | 0.091555 | 0 | 0 | 0.18311 | 338.8277 | 0.091939 | 0 | 0 | 0.18388 | 338.8277 | 0.091939 | 0 | 0 | 0.18388
2017-12-24 | 299.8896 | 0.89385 |  | 320.3559 | 0.051874 | 0 | 0 | 0.10375 | 329.8308 | 0.072425 | 0 | 0 | 0.14485 | 337.0709 | 0.088129 | 0 | 0 | 0.17626 | 337.2497 | 0.088516 | 0 | 0 | 0.17703 | 337.5179 | 0.089098 | 0 | 0 | 0.1782 | 337.786 | 0.08968 | 0 | 0 | 0.17936 | 338.0542 | 0.090261 | 0 | 0 | 0.18052 | 338.3223 | 0.090843 | 0 | 0 | 0.18169 | 338.5905 | 0.091424 | 0 | 0 | 0.18285 | 338.8586 | 0.092006 | 0 | 0 | 0.18401 | 339.1268 | 0.092588 | 0 | 0 | 0.18518 | 339.3056 | 0.092975 | 0 | 0 | 0.18595 | 339.5737 | 0.093557 | 0 | 0 | 0.18711 | 339.8419 | 0.094139 | 0 | 0 | 0.18828 | 340.11 | 0.09472 | 0 | 0 | 0.18944 | 340.2888 | 0.095108 | 0 | 0 | 0.19022 | 340.557 | 0.09569 | 0 | 0 | 0.19138 | 340.7357 | 0.096077 | 0 | 0 | 0.19215 | 340.9145 | 0.096465 | 0 | 0 | 0.19293 | 341.1827 | 0.097047 | 0 | 0 | 0.19409 | 341.3614 | 0.097435 | 0 | 0 | 0.19487 | 341.6296 | 0.098016 | 0 | 0 | 0.19603 | 341.8084 | 0.098404 | 0 | 0 | 0.19681 | 342.0765 | 0.098986 | 0 | 0 | 0.19797 | 342.2553 | 0.099373 | 0 | 0 | 0.19875 | 342.2553 | 0.099373 | 0 | 0 | 0.19875
2017-12-24 01:00 | 293.04 | 0.87343 |  | 313.0389 | 0.036003 | 0 | 0 | 0.072006 | 322.2973 | 0.056084 | 0 | 0 | 0.11217 | 329.3721 | 0.07143 | 0 | 0 | 0.14286 | 329.5468 | 0.071809 | 0 | 0 | 0.14362 | 329.8088 | 0.072377 | 0 | 0 | 0.14475 | 330.0709 | 0.072945 | 0 | 0 | 0.14589 | 330.3329 | 0.073514 | 0 | 0 | 0.14703 | 330.5949 | 0.074082 | 0 | 0 | 0.14816 | 330.857 | 0.07465 | 0 | 0 | 0.1493 | 331.119 | 0.075219 | 0 | 0 | 0.15044 | 331.381 | 0.075787 | 0 | 0 | 0.15157 | 331.5557 | 0.076166 | 0 | 0 | 0.15233 | 331.8177 | 0.076734 | 0 | 0 | 0.15347 | 332.0798 | 0.077303 | 0 | 0 | 0.15461 | 332.3418 | 0.077871 | 0 | 0 | 0.15574 | 332.5165 | 0.07825 | 0 | 0 | 0.1565 | 332.7785 | 0.078818 | 0 | 0 | 0.15764 | 332.9532 | 0.079197 | 0 | 0 | 0.15839 | 333.1279 | 0.079576 | 0 | 0 | 0.15915 | 333.3899 | 0.080144 | 0 | 0 | 0.16029 | 333.5646 | 0.080523 | 0 | 0 | 0.16105 | 333.8266 | 0.081092 | 0 | 0 | 0.16218 | 334.0013 | 0.081471 | 0 | 0 | 0.16294 | 334.2634 | 0.082039 | 0 | 0 | 0.16408 | 334.438 | 0.082418 | 0 | 0 | 0.16484 | 334.438 | 0.082418 | 0 | 0 | 0.16484
2017-12-24 02:00 | 289.0848 | 0.86165 |  | 308.8138 | 0.026839 | 0 | 0 | 0.053678 | 317.9473 | 0.046649 | 0 | 0 | 0.093299 | 324.9266 | 0.061787 | 0 | 0 | 0.12357 | 325.0989 | 0.062161 | 0 | 0 | 0.12432 | 325.3574 | 0.062722 | 0 | 0 | 0.12544 | 325.6159 | 0.063283 | 0 | 0 | 0.12657 | 325.8744 | 0.063843 | 0 | 0 | 0.12769 | 326.1329 | 0.064404 | 0 | 0 | 0.12881 | 326.3914 | 0.064965 | 0 | 0 | 0.12993 | 326.6499 | 0.065525 | 0 | 0 | 0.13105 | 326.9084 | 0.066086 | 0 | 0 | 0.13217 | 327.0807 | 0.06646 | 0 | 0 | 0.13292 | 327.3392 | 0.06702 | 0 | 0 | 0.13404 | 327.5977 | 0.067581 | 0 | 0 | 0.13516 | 327.8562 | 0.068142 | 0 | 0 | 0.13628 | 328.0285 | 0.068515 | 0 | 0 | 0.13703 | 328.287 | 0.069076 | 0 | 0 | 0.13815 | 328.4593 | 0.06945 | 0 | 0 | 0.1389 | 328.6317 | 0.069824 | 0 | 0 | 0.13965 | 328.8902 | 0.070384 | 0 | 0 | 0.14077 | 329.0625 | 0.070758 | 0 | 0 | 0.14152 | 329.321 | 0.071319 | 0 | 0 | 0.14264 | 329.4933 | 0.071693 | 0 | 0 | 0.14339 | 329.7518 | 0.072253 | 0 | 0 | 0.14451 | 329.9241 | 0.072627 | 0 | 0 | 0.14525 | 329.9241 | 0.072627 | 0 | 0 | 0.14525
2017-12-24 03:00 | 284.1406 | 0.84691 |  | 303.5322 | 0.015383 | 0 | 0 | 0.030766 | 312.5094 | 0.034855 | 0 | 0 | 0.069709 | 319.3694 | 0.049734 | 0 | 0 | 0.099468 | 319.5387 | 0.050101 | 0 | 0 | 0.1002 | 319.7928 | 0.050652 | 0 | 0 | 0.1013 | 320.0469 | 0.051203 | 0 | 0 | 0.10241 | 320.301 | 0.051754 | 0 | 0 | 0.10351 | 320.555 | 0.052306 | 0 | 0 | 0.10461 | 320.8091 | 0.052857 | 0 | 0 | 0.10571 | 321.0632 | 0.053408 | 0 | 0 | 0.10682 | 321.3173 | 0.053959 | 0 | 0 | 0.10792 | 321.4866 | 0.054326 | 0 | 0 | 0.10865 | 321.7407 | 0.054877 | 0 | 0 | 0.10975 | 321.9948 | 0.055428 | 0 | 0 | 0.11086 | 322.2489 | 0.055979 | 0 | 0 | 0.11196 | 322.4182 | 0.056347 | 0 | 0 | 0.11269 | 322.6723 | 0.056898 | 0 | 0 | 0.1138 | 322.8417 | 0.057265 | 0 | 0 | 0.11453 | 323.0111 | 0.057633 | 0 | 0 | 0.11527 | 323.2651 | 0.058184 | 0 | 0 | 0.11637 | 323.4345 | 0.058551 | 0 | 0 | 0.1171 | 323.6886 | 0.059102 | 0 | 0 | 0.1182 | 323.858 | 0.05947 | 0 | 0 | 0.11894 | 324.1121 | 0.060021 | 0 | 0 | 0.12004 | 324.2814 | 0.060388 | 0 | 0 | 0.12078 | 324.2814 | 0.060388 | 0 | 0 | 0.12078
2017-12-24 04:00 | 278.6763 | 0.83062 |  | 297.6949 | 0.0027219 | 0 | 0 | 0.0054437 | 306.4995 | 0.021819 | 0 | 0 | 0.043638 | 313.2275 | 0.036412 | 0 | 0 | 0.072824 | 313.3936 | 0.036772 | 0 | 0 | 0.073545 | 313.6428 | 0.037313 | 0 | 0 | 0.074626 | 313.892 | 0.037853 | 0 | 0 | 0.075707 | 314.1412 | 0.038394 | 0 | 0 | 0.076788 | 314.3904 | 0.038934 | 0 | 0 | 0.077869 | 314.6396 | 0.039475 | 0 | 0 | 0.07895 | 314.8888 | 0.040015 | 0 | 0 | 0.080031 | 315.138 | 0.040556 | 0 | 0 | 0.081112 | 315.3041 | 0.040916 | 0 | 0 | 0.081832 | 315.5533 | 0.041457 | 0 | 0 | 0.082913 | 315.8025 | 0.041997 | 0 | 0 | 0.083994 | 316.0516 | 0.042538 | 0 | 0 | 0.085075 | 316.2178 | 0.042898 | 0 | 0 | 0.085796 | 316.4669 | 0.043438 | 0 | 0 | 0.086877 | 316.6331 | 0.043799 | 0 | 0 | 0.087598 | 316.7992 | 0.044159 | 0 | 0 | 0.088318 | 317.0484 | 0.0447 | 0 | 0 | 0.089399 | 317.2145 | 0.04506 | 0 | 0 | 0.09012 | 317.4637 | 0.0456 | 0 | 0 | 0.091201 | 317.6298 | 0.045961 | 0 | 0 | 0.091921 | 317.879 | 0.046501 | 0 | 0 | 0.093002 | 318.0451 | 0.046862 | 0 | 0 | 0.093723 | 318.0451 | 0.046862 | 0 | 0 | 0.093723
2017-12-24 05:00 | 275.6151 | 0.8215 |  | 294.4249 | 0 | 0 | 0 | 0 | 303.1327 | 0.014517 | 0 | 0 | 0.029033 | 309.7869 | 0.028949 | 0 | 0 | 0.057899 | 309.9512 | 0.029306 | 0 | 0 | 0.058611 | 310.1976 | 0.02984 | 0 | 0 | 0.059681 | 310.4441 | 0.030375 | 0 | 0 | 0.06075 | 310.6905 | 0.030909 | 0 | 0 | 0.061819 | 310.937 | 0.031444 | 0 | 0 | 0.062888 | 311.1834 | 0.031978 | 0 | 0 | 0.063957 | 311.4299 | 0.032513 | 0 | 0 | 0.065026 | 311.6763 | 0.033048 | 0 | 0 | 0.066095 | 311.8406 | 0.033404 | 0 | 0 | 0.066808 | 312.0871 | 0.033938 | 0 | 0 | 0.067877 | 312.3335 | 0.034473 | 0 | 0 | 0.068946 | 312.58 | 0.035008 | 0 | 0 | 0.070015 | 312.7443 | 0.035364 | 0 | 0 | 0.070728 | 312.9907 | 0.035898 | 0 | 0 | 0.071797 | 313.155 | 0.036255 | 0 | 0 | 0.07251 | 313.3193 | 0.036611 | 0 | 0 | 0.073222 | 313.5658 | 0.037146 | 0 | 0 | 0.074292 | 313.7301 | 0.037502 | 0 | 0 | 0.075004 | 313.9765 | 0.038037 | 0 | 0 | 0.076073 | 314.1408 | 0.038393 | 0 | 0 | 0.076786 | 314.3873 | 0.038928 | 0 | 0 | 0.077855 | 314.5516 | 0.039284 | 0 | 0 | 0.078568 | 314.5516 | 0.039284 | 0 | 0 | 0.078568
2017-12-24 06:00 | 279.1921 | 0.83216 |  | 298.2459 | 0.003917 | 0 | 0 | 0.007834 | 307.0668 | 0.02305 | 0 | 0 | 0.046099 | 313.8073 | 0.03767 | 0 | 0 | 0.075339 | 313.9737 | 0.038031 | 0 | 0 | 0.076061 | 314.2234 | 0.038572 | 0 | 0 | 0.077144 | 314.473 | 0.039114 | 0 | 0 | 0.078227 | 314.7227 | 0.039655 | 0 | 0 | 0.07931 | 314.9723 | 0.040197 | 0 | 0 | 0.080393 | 315.222 | 0.040738 | 0 | 0 | 0.081476 | 315.4716 | 0.04128 | 0 | 0 | 0.082559 | 315.7212 | 0.041821 | 0 | 0 | 0.083642 | 315.8877 | 0.042182 | 0 | 0 | 0.084364 | 316.1373 | 0.042723 | 0 | 0 | 0.085447 | 316.387 | 0.043265 | 0 | 0 | 0.08653 | 316.6366 | 0.043806 | 0 | 0 | 0.087613 | 316.8031 | 0.044167 | 0 | 0 | 0.088335 | 317.0527 | 0.044709 | 0 | 0 | 0.089418 | 317.2191 | 0.04507 | 0 | 0 | 0.09014 | 317.3856 | 0.045431 | 0 | 0 | 0.090862 | 317.6352 | 0.045972 | 0 | 0 | 0.091945 | 317.8016 | 0.046333 | 0 | 0 | 0.092667 | 318.0513 | 0.046875 | 0 | 0 | 0.09375 | 318.2177 | 0.047236 | 0 | 0 | 0.094472 | 318.4674 | 0.047777 | 0 | 0 | 0.095555 | 318.6338 | 0.048138 | 0 | 0 | 0.096277 | 318.6338 | 0.048138 | 0 | 0 | 0.096277
2017-12-24 07:00 | 279.6729 | 0.83359 |  | 298.7596 | 0.0050312 | 0 | 0 | 0.010062 | 307.5957 | 0.024197 | 0 | 0 | 0.048393 | 314.3478 | 0.038842 | 0 | 0 | 0.077684 | 314.5145 | 0.039204 | 0 | 0 | 0.078407 | 314.7646 | 0.039746 | 0 | 0 | 0.079492 | 315.0147 | 0.040288 | 0 | 0 | 0.080577 | 315.2647 | 0.040831 | 0 | 0 | 0.081662 | 315.5148 | 0.041373 | 0 | 0 | 0.082747 | 315.7649 | 0.041916 | 0 | 0 | 0.083831 | 316.015 | 0.042458 | 0 | 0 | 0.084916 | 316.265 | 0.043001 | 0 | 0 | 0.086001 | 316.4318 | 0.043362 | 0 | 0 | 0.086724 | 316.6818 | 0.043905 | 0 | 0 | 0.087809 | 316.9319 | 0.044447 | 0 | 0 | 0.088894 | 317.182 | 0.044989 | 0 | 0 | 0.089979 | 317.3487 | 0.045351 | 0 | 0 | 0.090702 | 317.5988 | 0.045893 | 0 | 0 | 0.091787 | 317.7655 | 0.046255 | 0 | 0 | 0.09251 | 317.9322 | 0.046617 | 0 | 0 | 0.093233 | 318.1823 | 0.047159 | 0 | 0 | 0.094318 | 318.349 | 0.047521 | 0 | 0 | 0.095041 | 318.5991 | 0.048063 | 0 | 0 | 0.096126 | 318.7658 | 0.048425 | 0 | 0 | 0.096849 | 319.0159 | 0.048967 | 0 | 0 | 0.097934 | 319.1826 | 0.049329 | 0 | 0 | 0.098657 | 319.1826 | 0.049329 | 0 | 0 | 0.098657
2017-12-24 08:00 | 271.5337 | 0.80933 |  | 290.0648 | 0 | 0 | 0 | 0 | 298.6438 | 0.00478 | 0 | 0 | 0.00956 | 305.1994 | 0.018999 | 0 | 0 | 0.037998 | 305.3612 | 0.01935 | 0 | 0 | 0.0387 | 305.604 | 0.019877 | 0 | 0 | 0.039754 | 305.8468 | 0.020403 | 0 | 0 | 0.040807 | 306.0896 | 0.02093 | 0 | 0 | 0.04186 | 306.3324 | 0.021457 | 0 | 0 | 0.042913 | 306.5752 | 0.021983 | 0 | 0 | 0.043967 | 306.818 | 0.02251 | 0 | 0 | 0.04502 | 307.0608 | 0.023037 | 0 | 0 | 0.046073 | 307.2227 | 0.023388 | 0 | 0 | 0.046775 | 307.4655 | 0.023914 | 0 | 0 | 0.047829 | 307.7083 | 0.024441 | 0 | 0 | 0.048882 | 307.9511 | 0.024968 | 0 | 0 | 0.049935 | 308.113 | 0.025319 | 0 | 0 | 0.050637 | 308.3558 | 0.025845 | 0 | 0 | 0.051691 | 308.5176 | 0.026196 | 0 | 0 | 0.052393 | 308.6795 | 0.026547 | 0 | 0 | 0.053095 | 308.9223 | 0.027074 | 0 | 0 | 0.054148 | 309.0842 | 0.027425 | 0 | 0 | 0.05485 | 309.327 | 0.027952 | 0 | 0 | 0.055904 | 309.4888 | 0.028303 | 0 | 0 | 0.056606 | 309.7316 | 0.02883 | 0 | 0 | 0.057659 | 309.8935 | 0.029181 | 0 | 0 | 0.058361 | 309.8935 | 0.029181 | 0 | 0 | 0.058361
2017-12-24 09:00 | 273.1227 | 0.81407 |  | 291.7624 | 0 | 0 | 0 | 0 | 300.3915 | 0.0085708 | 0 | 0 | 0.017142 | 306.9855 | 0.022873 | 0 | 0 | 0.045746 | 307.1483 | 0.023226 | 0 | 0 | 0.046452 | 307.3925 | 0.023756 | 0 | 0 | 0.047512 | 307.6367 | 0.024286 | 0 | 0 | 0.048571 | 307.8809 | 0.024815 | 0 | 0 | 0.049631 | 308.1252 | 0.025345 | 0 | 0 | 0.05069 | 308.3694 | 0.025875 | 0 | 0 | 0.05175 | 308.6136 | 0.026405 | 0 | 0 | 0.052809 | 308.8578 | 0.026934 | 0 | 0 | 0.053868 | 309.0206 | 0.027287 | 0 | 0 | 0.054575 | 309.2648 | 0.027817 | 0 | 0 | 0.055634 | 309.5091 | 0.028347 | 0 | 0 | 0.056694 | 309.7533 | 0.028877 | 0 | 0 | 0.057753 | 309.9161 | 0.02923 | 0 | 0 | 0.058459 | 310.1603 | 0.029759 | 0 | 0 | 0.059519 | 310.3231 | 0.030113 | 0 | 0 | 0.060225 | 310.486 | 0.030466 | 0 | 0 | 0.060931 | 310.7302 | 0.030995 | 0 | 0 | 0.061991 | 310.893 | 0.031349 | 0 | 0 | 0.062697 | 311.1372 | 0.031878 | 0 | 0 | 0.063756 | 311.3 | 0.032231 | 0 | 0 | 0.064463 | 311.5442 | 0.032761 | 0 | 0 | 0.065522 | 311.7071 | 0.033114 | 0 | 0 | 0.066228 | 311.7071 | 0.033114 | 0 | 0 | 0.066228
2017-12-24 10:00 | 276.674 | 0.82465 |  | 295.556 | 0 | 0 | 0 | 0 | 304.2973 | 0.017042 | 0 | 0 | 0.034085 | 310.977 | 0.031531 | 0 | 0 | 0.063061 | 311.1419 | 0.031888 | 0 | 0 | 0.063777 | 311.3893 | 0.032425 | 0 | 0 | 0.06485 | 311.6367 | 0.032962 | 0 | 0 | 0.065923 | 311.8841 | 0.033498 | 0 | 0 | 0.066997 | 312.1315 | 0.034035 | 0 | 0 | 0.06807 | 312.3789 | 0.034571 | 0 | 0 | 0.069143 | 312.6263 | 0.035108 | 0 | 0 | 0.070216 | 312.8737 | 0.035645 | 0 | 0 | 0.071289 | 313.0386 | 0.036002 | 0 | 0 | 0.072005 | 313.286 | 0.036539 | 0 | 0 | 0.073078 | 313.5334 | 0.037076 | 0 | 0 | 0.074151 | 313.7808 | 0.037612 | 0 | 0 | 0.075224 | 313.9457 | 0.03797 | 0 | 0 | 0.07594 | 314.1931 | 0.038507 | 0 | 0 | 0.077013 | 314.3581 | 0.038864 | 0 | 0 | 0.077729 | 314.523 | 0.039222 | 0 | 0 | 0.078444 | 314.7704 | 0.039759 | 0 | 0 | 0.079517 | 314.9353 | 0.040116 | 0 | 0 | 0.080233 | 315.1827 | 0.040653 | 0 | 0 | 0.081306 | 315.3476 | 0.041011 | 0 | 0 | 0.082021 | 315.595 | 0.041547 | 0 | 0 | 0.083095 | 315.76 | 0.041905 | 0 | 0 | 0.08381 | 315.76 | 0.041905 | 0 | 0 | 0.08381
2017-12-24 11:00 | 277.6247 | 0.82749 |  | 296.5716 | 0.00028538 | 0 | 0 | 0.00057077 | 305.3429 | 0.01931 | 0 | 0 | 0.038621 | 312.0456 | 0.033849 | 0 | 0 | 0.067697 | 312.2111 | 0.034207 | 0 | 0 | 0.068415 | 312.4593 | 0.034746 | 0 | 0 | 0.069492 | 312.7076 | 0.035284 | 0 | 0 | 0.070569 | 312.9558 | 0.035823 | 0 | 0 | 0.071646 | 313.2041 | 0.036361 | 0 | 0 | 0.072723 | 313.4523 | 0.0369 | 0 | 0 | 0.073799 | 313.7006 | 0.037438 | 0 | 0 | 0.074876 | 313.9488 | 0.037977 | 0 | 0 | 0.075953 | 314.1143 | 0.038336 | 0 | 0 | 0.076671 | 314.3626 | 0.038874 | 0 | 0 | 0.077748 | 314.6108 | 0.039412 | 0 | 0 | 0.078825 | 314.8591 | 0.039951 | 0 | 0 | 0.079902 | 315.0245 | 0.04031 | 0 | 0 | 0.08062 | 315.2728 | 0.040848 | 0 | 0 | 0.081697 | 315.4383 | 0.041207 | 0 | 0 | 0.082415 | 315.6038 | 0.041566 | 0 | 0 | 0.083133 | 315.852 | 0.042105 | 0 | 0 | 0.084209 | 316.0175 | 0.042464 | 0 | 0 | 0.084927 | 316.2658 | 0.043002 | 0 | 0 | 0.086004 | 316.4313 | 0.043361 | 0 | 0 | 0.086722 | 316.6795 | 0.0439 | 0 | 0 | 0.087799 | 316.845 | 0.044258 | 0 | 0 | 0.088517 | 316.845 | 0.044258 | 0 | 0 | 0.088517
2017-12-24 12:00 | 271.5684 | 0.80944 |  | 290.1019 | 0 | 0 | 0 | 0 | 298.682 | 0.0048628 | 0 | 0 | 0.0097256 | 305.2384 | 0.019084 | 0 | 0 | 0.038167 | 305.4003 | 0.019435 | 0 | 0 | 0.03887 | 305.6431 | 0.019962 | 0 | 0 | 0.039923 | 305.8859 | 0.020488 | 0 | 0 | 0.040977 | 306.1288 | 0.021015 | 0 | 0 | 0.04203 | 306.3716 | 0.021542 | 0 | 0 | 0.043083 | 306.6144 | 0.022068 | 0 | 0 | 0.044137 | 306.8573 | 0.022595 | 0 | 0 | 0.04519 | 307.1001 | 0.023122 | 0 | 0 | 0.046244 | 307.262 | 0.023473 | 0 | 0 | 0.046946 | 307.5048 | 0.024 | 0 | 0 | 0.047999 | 307.7476 | 0.024526 | 0 | 0 | 0.049053 | 307.9905 | 0.025053 | 0 | 0 | 0.050106 | 308.1524 | 0.025404 | 0 | 0 | 0.050808 | 308.3952 | 0.025931 | 0 | 0 | 0.051862 | 308.5571 | 0.026282 | 0 | 0 | 0.052564 | 308.719 | 0.026633 | 0 | 0 | 0.053266 | 308.9618 | 0.02716 | 0 | 0 | 0.05432 | 309.1237 | 0.027511 | 0 | 0 | 0.055022 | 309.3665 | 0.028038 | 0 | 0 | 0.056075 | 309.5284 | 0.028389 | 0 | 0 | 0.056778 | 309.7712 | 0.028915 | 0 | 0 | 0.057831 | 309.9331 | 0.029267 | 0 | 0 | 0.058533 | 309.9331 | 0.029267 | 0 | 0 | 0.058533
2017-12-24 13:00 | 275.8911 | 0.82232 |  | 294.7197 | 0 | 0 | 0 | 0 | 303.4363 | 0.015175 | 0 | 0 | 0.03035 | 310.0971 | 0.029622 | 0 | 0 | 0.059244 | 310.2615 | 0.029979 | 0 | 0 | 0.059958 | 310.5082 | 0.030514 | 0 | 0 | 0.061028 | 310.7549 | 0.031049 | 0 | 0 | 0.062098 | 311.0016 | 0.031584 | 0 | 0 | 0.063168 | 311.2483 | 0.032119 | 0 | 0 | 0.064239 | 311.495 | 0.032654 | 0 | 0 | 0.065309 | 311.7417 | 0.033189 | 0 | 0 | 0.066379 | 311.9884 | 0.033725 | 0 | 0 | 0.067449 | 312.1529 | 0.034081 | 0 | 0 | 0.068162 | 312.3996 | 0.034616 | 0 | 0 | 0.069233 | 312.6463 | 0.035151 | 0 | 0 | 0.070303 | 312.893 | 0.035687 | 0 | 0 | 0.071373 | 313.0574 | 0.036043 | 0 | 0 | 0.072086 | 313.3041 | 0.036578 | 0 | 0 | 0.073157 | 313.4686 | 0.036935 | 0 | 0 | 0.07387 | 313.6331 | 0.037292 | 0 | 0 | 0.074584 | 313.8798 | 0.037827 | 0 | 0 | 0.075654 | 314.0442 | 0.038184 | 0 | 0 | 0.076367 | 314.2909 | 0.038719 | 0 | 0 | 0.077437 | 314.4554 | 0.039075 | 0 | 0 | 0.078151 | 314.7021 | 0.03961 | 0 | 0 | 0.079221 | 314.8665 | 0.039967 | 0 | 0 | 0.079934 | 314.8665 | 0.039967 | 0 | 0 | 0.079934
2017-12-24 14:00 | 287.5052 | 0.85694 |  | 307.1264 | 0.023179 | 0 | 0 | 0.046358 | 316.21 | 0.042881 | 0 | 0 | 0.085762 | 323.1512 | 0.057936 | 0 | 0 | 0.11587 | 323.3225 | 0.058308 | 0 | 0 | 0.11662 | 323.5796 | 0.058866 | 0 | 0 | 0.11773 | 323.8367 | 0.059423 | 0 | 0 | 0.11885 | 324.0938 | 0.059981 | 0 | 0 | 0.11996 | 324.3509 | 0.060539 | 0 | 0 | 0.12108 | 324.6079 | 0.061096 | 0 | 0 | 0.12219 | 324.865 | 0.061654 | 0 | 0 | 0.12331 | 325.1221 | 0.062211 | 0 | 0 | 0.12442 | 325.2935 | 0.062583 | 0 | 0 | 0.12517 | 325.5506 | 0.063141 | 0 | 0 | 0.12628 | 325.8077 | 0.063698 | 0 | 0 | 0.1274 | 326.0647 | 0.064256 | 0 | 0 | 0.12851 | 326.2361 | 0.064628 | 0 | 0 | 0.12926 | 326.4932 | 0.065185 | 0 | 0 | 0.13037 | 326.6646 | 0.065557 | 0 | 0 | 0.13111 | 326.836 | 0.065929 | 0 | 0 | 0.13186 | 327.0931 | 0.066486 | 0 | 0 | 0.13297 | 327.2645 | 0.066858 | 0 | 0 | 0.13372 | 327.5215 | 0.067416 | 0 | 0 | 0.13483 | 327.6929 | 0.067788 | 0 | 0 | 0.13558 | 327.95 | 0.068345 | 0 | 0 | 0.13669 | 328.1214 | 0.068717 | 0 | 0 | 0.13743 | 328.1214 | 0.068717 | 0 | 0 | 0.13743
2017-12-24 15:00 | 294.1367 | 0.8767 |  | 314.2105 | 0.038544 | 0 | 0 | 0.077088 | 323.5036 | 0.058701 | 0 | 0 | 0.1174 | 330.6049 | 0.074104 | 0 | 0 | 0.14821 | 330.7802 | 0.074484 | 0 | 0 | 0.14897 | 331.0432 | 0.075054 | 0 | 0 | 0.15011 | 331.3062 | 0.075625 | 0 | 0 | 0.15125 | 331.5692 | 0.076195 | 0 | 0 | 0.15239 | 331.8322 | 0.076766 | 0 | 0 | 0.15353 | 332.0952 | 0.077336 | 0 | 0 | 0.15467 | 332.3583 | 0.077907 | 0 | 0 | 0.15581 | 332.6213 | 0.078477 | 0 | 0 | 0.15695 | 332.7966 | 0.078857 | 0 | 0 | 0.15771 | 333.0596 | 0.079428 | 0 | 0 | 0.15886 | 333.3226 | 0.079998 | 0 | 0 | 0.16 | 333.5856 | 0.080569 | 0 | 0 | 0.16114 | 333.761 | 0.080949 | 0 | 0 | 0.1619 | 334.024 | 0.08152 | 0 | 0 | 0.16304 | 334.1993 | 0.0819 | 0 | 0 | 0.1638 | 334.3747 | 0.08228 | 0 | 0 | 0.16456 | 334.6377 | 0.082851 | 0 | 0 | 0.1657 | 334.813 | 0.083231 | 0 | 0 | 0.16646 | 335.076 | 0.083802 | 0 | 0 | 0.1676 | 335.2514 | 0.084182 | 0 | 0 | 0.16836 | 335.5144 | 0.084752 | 0 | 0 | 0.1695 | 335.6897 | 0.085133 | 0 | 0 | 0.17027 | 335.6897 | 0.085133 | 0 | 0 | 0.17027
2017-12-24 16:00 | 295.2305 | 0.87996 |  | 315.3789 | 0.041078 | 0 | 0 | 0.082157 | 324.7065 | 0.06131 | 0 | 0 | 0.12262 | 331.8342 | 0.07677 | 0 | 0 | 0.15354 | 332.0102 | 0.077152 | 0 | 0 | 0.1543 | 332.2742 | 0.077724 | 0 | 0 | 0.15545 | 332.5382 | 0.078297 | 0 | 0 | 0.15659 | 332.8021 | 0.078869 | 0 | 0 | 0.15774 | 333.0661 | 0.079442 | 0 | 0 | 0.15888 | 333.3301 | 0.080015 | 0 | 0 | 0.16003 | 333.5941 | 0.080587 | 0 | 0 | 0.16117 | 333.8581 | 0.08116 | 0 | 0 | 0.16232 | 334.0341 | 0.081542 | 0 | 0 | 0.16308 | 334.2981 | 0.082114 | 0 | 0 | 0.16423 | 334.5621 | 0.082687 | 0 | 0 | 0.16537 | 334.8261 | 0.083259 | 0 | 0 | 0.16652 | 335.0021 | 0.083641 | 0 | 0 | 0.16728 | 335.266 | 0.084214 | 0 | 0 | 0.16843 | 335.442 | 0.084595 | 0 | 0 | 0.16919 | 335.618 | 0.084977 | 0 | 0 | 0.16995 | 335.882 | 0.08555 | 0 | 0 | 0.1711 | 336.058 | 0.085931 | 0 | 0 | 0.17186 | 336.322 | 0.086504 | 0 | 0 | 0.17301 | 336.498 | 0.086886 | 0 | 0 | 0.17377 | 336.762 | 0.087458 | 0 | 0 | 0.17492 | 336.938 | 0.08784 | 0 | 0 | 0.17568 | 336.938 | 0.08784 | 0 | 0 | 0.17568
2017-12-24 17:00 | 297.3377 | 0.88624 |  | 317.63 | 0.045961 | 0 | 0 | 0.091922 | 327.0242 | 0.066337 | 0 | 0 | 0.13267 | 334.2027 | 0.081907 | 0 | 0 | 0.16381 | 334.38 | 0.082292 | 0 | 0 | 0.16458 | 334.6459 | 0.082869 | 0 | 0 | 0.16574 | 334.9117 | 0.083445 | 0 | 0 | 0.16689 | 335.1776 | 0.084022 | 0 | 0 | 0.16804 | 335.4435 | 0.084599 | 0 | 0 | 0.1692 | 335.7094 | 0.085175 | 0 | 0 | 0.17035 | 335.9752 | 0.085752 | 0 | 0 | 0.1715 | 336.2411 | 0.086329 | 0 | 0 | 0.17266 | 336.4183 | 0.086713 | 0 | 0 | 0.17343 | 336.6842 | 0.08729 | 0 | 0 | 0.17458 | 336.9501 | 0.087866 | 0 | 0 | 0.17573 | 337.216 | 0.088443 | 0 | 0 | 0.17689 | 337.3932 | 0.088828 | 0 | 0 | 0.17766 | 337.6591 | 0.089404 | 0 | 0 | 0.17881 | 337.8363 | 0.089789 | 0 | 0 | 0.17958 | 338.0136 | 0.090173 | 0 | 0 | 0.18035 | 338.2795 | 0.09075 | 0 | 0 | 0.1815 | 338.4567 | 0.091134 | 0 | 0 | 0.18227 | 338.7226 | 0.091711 | 0 | 0 | 0.18342 | 338.8998 | 0.092095 | 0 | 0 | 0.18419 | 339.1657 | 0.092672 | 0 | 0 | 0.18534 | 339.343 | 0.093057 | 0 | 0 | 0.18611 | 339.343 | 0.093057 | 0 | 0 | 0.18611
2017-12-24 18:00 | 300.4405 | 0.89549 |  | 320.9444 | 0.05315 | 0 | 0 | 0.1063 | 330.4367 | 0.073739 | 0 | 0 | 0.14748 | 337.6902 | 0.089472 | 0 | 0 | 0.17894 | 337.8692 | 0.08986 | 0 | 0 | 0.17972 | 338.1379 | 0.090443 | 0 | 0 | 0.18089 | 338.4065 | 0.091025 | 0 | 0 | 0.18205 | 338.6752 | 0.091608 | 0 | 0 | 0.18322 | 338.9438 | 0.092191 | 0 | 0 | 0.18438 | 339.2125 | 0.092774 | 0 | 0 | 0.18555 | 339.4811 | 0.093356 | 0 | 0 | 0.18671 | 339.7498 | 0.093939 | 0 | 0 | 0.18788 | 339.9289 | 0.094327 | 0 | 0 | 0.18865 | 340.1975 | 0.09491 | 0 | 0 | 0.18982 | 340.4662 | 0.095493 | 0 | 0 | 0.19099 | 340.7348 | 0.096075 | 0 | 0 | 0.19215 | 340.9139 | 0.096464 | 0 | 0 | 0.19293 | 341.1826 | 0.097047 | 0 | 0 | 0.19409 | 341.3617 | 0.097435 | 0 | 0 | 0.19487 | 341.5408 | 0.097824 | 0 | 0 | 0.19565 | 341.8094 | 0.098406 | 0 | 0 | 0.19681 | 341.9885 | 0.098795 | 0 | 0 | 0.19759 | 342.2572 | 0.099377 | 0 | 0 | 0.19875 | 342.4363 | 0.099766 | 0 | 0 | 0.19953 | 342.7049 | 0.10035 | 0 | 0 | 0.2007 | 342.884 | 0.10074 | 0 | 0 | 0.20147 | 342.884 | 0.10074 | 0 | 0 | 0.20147
2017-12-24 19:00 | 300.943 | 0.89699 |  | 321.4812 | 0.054314 | 0 | 0 | 0.10863 | 330.9893 | 0.074937 | 0 | 0 | 0.14987 | 338.2549 | 0.090697 | 0 | 0 | 0.18139 | 338.4343 | 0.091086 | 0 | 0 | 0.18217 | 338.7034 | 0.091669 | 0 | 0 | 0.18334 | 338.9725 | 0.092253 | 0 | 0 | 0.18451 | 339.2416 | 0.092837 | 0 | 0 | 0.18567 | 339.5107 | 0.09342 | 0 | 0 | 0.18684 | 339.7798 | 0.094004 | 0 | 0 | 0.18801 | 340.0489 | 0.094588 | 0 | 0 | 0.18918 | 340.318 | 0.095171 | 0 | 0 | 0.19034 | 340.4974 | 0.095561 | 0 | 0 | 0.19112 | 340.7665 | 0.096144 | 0 | 0 | 0.19229 | 341.0356 | 0.096728 | 0 | 0 | 0.19346 | 341.3047 | 0.097312 | 0 | 0 | 0.19462 | 341.4841 | 0.097701 | 0 | 0 | 0.1954 | 341.7532 | 0.098284 | 0 | 0 | 0.19657 | 341.9326 | 0.098673 | 0 | 0 | 0.19735 | 342.112 | 0.099063 | 0 | 0 | 0.19813 | 342.3811 | 0.099646 | 0 | 0 | 0.19929 | 342.5605 | 0.10004 | 0 | 0 | 0.20007 | 342.8296 | 0.10062 | 0 | 0 | 0.20124 | 343.009 | 0.10101 | 0 | 0 | 0.20202 | 343.2781 | 0.10159 | 0 | 0 | 0.20318 | 343.4575 | 0.10198 | 0 | 0 | 0.20396 | 343.4575 | 0.10198 | 0 | 0 | 0.20396
2017-12-24 20:00 | 298.7878 | 0.89057 |  | 319.179 | 0.049321 | 0 | 0 | 0.098642 | 328.619 | 0.069796 | 0 | 0 | 0.13959 | 335.8326 | 0.085443 | 0 | 0 | 0.17089 | 336.0107 | 0.085829 | 0 | 0 | 0.17166 | 336.2779 | 0.086408 | 0 | 0 | 0.17282 | 336.5451 | 0.086988 | 0 | 0 | 0.17398 | 336.8122 | 0.087567 | 0 | 0 | 0.17513 | 337.0794 | 0.088147 | 0 | 0 | 0.17629 | 337.3466 | 0.088726 | 0 | 0 | 0.17745 | 337.6137 | 0.089306 | 0 | 0 | 0.17861 | 337.8809 | 0.089885 | 0 | 0 | 0.17977 | 338.059 | 0.090272 | 0 | 0 | 0.18054 | 338.3262 | 0.090851 | 0 | 0 | 0.1817 | 338.5934 | 0.091431 | 0 | 0 | 0.18286 | 338.8605 | 0.09201 | 0 | 0 | 0.18402 | 339.0387 | 0.092396 | 0 | 0 | 0.18479 | 339.3058 | 0.092976 | 0 | 0 | 0.18595 | 339.4839 | 0.093362 | 0 | 0 | 0.18672 | 339.662 | 0.093749 | 0 | 0 | 0.1875 | 339.9292 | 0.094328 | 0 | 0 | 0.18866 | 340.1073 | 0.094714 | 0 | 0 | 0.18943 | 340.3745 | 0.095294 | 0 | 0 | 0.19059 | 340.5526 | 0.09568 | 0 | 0 | 0.19136 | 340.8198 | 0.09626 | 0 | 0 | 0.19252 | 340.9979 | 0.096646 | 0 | 0 | 0.19329 | 340.9979 | 0.096646 | 0 | 0 | 0.19329
2017-12-24 21:00 | 304.4372 | 0.9074 |  | 325.2139 | 0.062411 | 0 | 0 | 0.12482 | 334.8324 | 0.083273 | 0 | 0 | 0.16655 | 342.1824 | 0.099215 | 0 | 0 | 0.19843 | 342.3639 | 0.099609 | 0 | 0 | 0.19922 | 342.6361 | 0.1002 | 0 | 0 | 0.2004 | 342.9083 | 0.10079 | 0 | 0 | 0.20158 | 343.1805 | 0.10138 | 0 | 0 | 0.20276 | 343.4527 | 0.10197 | 0 | 0 | 0.20394 | 343.725 | 0.10256 | 0 | 0 | 0.20512 | 343.9972 | 0.10315 | 0 | 0 | 0.2063 | 344.2694 | 0.10374 | 0 | 0 | 0.20748 | 344.4509 | 0.10414 | 0 | 0 | 0.20827 | 344.7231 | 0.10473 | 0 | 0 | 0.20945 | 344.9953 | 0.10532 | 0 | 0 | 0.21063 | 345.2676 | 0.10591 | 0 | 0 | 0.21181 | 345.449 | 0.1063 | 0 | 0 | 0.2126 | 345.7213 | 0.10689 | 0 | 0 | 0.21378 | 345.9027 | 0.10728 | 0 | 0 | 0.21457 | 346.0842 | 0.10768 | 0 | 0 | 0.21536 | 346.3564 | 0.10827 | 0 | 0 | 0.21654 | 346.5379 | 0.10866 | 0 | 0 | 0.21732 | 346.8101 | 0.10925 | 0 | 0 | 0.21851 | 346.9916 | 0.10965 | 0 | 0 | 0.21929 | 347.2638 | 0.11024 | 0 | 0 | 0.22047 | 347.4453 | 0.11063 | 0 | 0 | 0.22126 | 347.4453 | 0.11063 | 0 | 0 | 0.22126
2017-12-24 22:00 | 295.4312 | 0.88056 |  | 315.5933 | 0.041544 | 0 | 0 | 0.083087 | 324.9273 | 0.061789 | 0 | 0 | 0.12358 | 332.0598 | 0.077259 | 0 | 0 | 0.15452 | 332.2359 | 0.077641 | 0 | 0 | 0.15528 | 332.5001 | 0.078214 | 0 | 0 | 0.15643 | 332.7643 | 0.078787 | 0 | 0 | 0.15757 | 333.0284 | 0.07936 | 0 | 0 | 0.15872 | 333.2926 | 0.079933 | 0 | 0 | 0.15987 | 333.5568 | 0.080506 | 0 | 0 | 0.16101 | 333.821 | 0.081079 | 0 | 0 | 0.16216 | 334.0851 | 0.081652 | 0 | 0 | 0.1633 | 334.2612 | 0.082034 | 0 | 0 | 0.16407 | 334.5254 | 0.082607 | 0 | 0 | 0.16521 | 334.7896 | 0.08318 | 0 | 0 | 0.16636 | 335.0537 | 0.083753 | 0 | 0 | 0.16751 | 335.2298 | 0.084135 | 0 | 0 | 0.16827 | 335.494 | 0.084708 | 0 | 0 | 0.16942 | 335.6701 | 0.08509 | 0 | 0 | 0.17018 | 335.8462 | 0.085472 | 0 | 0 | 0.17094 | 336.1104 | 0.086045 | 0 | 0 | 0.17209 | 336.2865 | 0.086427 | 0 | 0 | 0.17285 | 336.5507 | 0.087 | 0 | 0 | 0.174 | 336.7268 | 0.087382 | 0 | 0 | 0.17476 | 336.991 | 0.087955 | 0 | 0 | 0.17591 | 337.1671 | 0.088337 | 0 | 0 | 0.17667 | 337.1671 | 0.088337 | 0 | 0 | 0.17667
2017-12-24 23:00 | 297.3621 | 0.88632 |  | 317.6559 | 0.046017 | 0 | 0 | 0.092035 | 327.0509 | 0.066395 | 0 | 0 | 0.13279 | 334.2301 | 0.081967 | 0 | 0 | 0.16393 | 334.4073 | 0.082351 | 0 | 0 | 0.1647 | 334.6732 | 0.082928 | 0 | 0 | 0.16586 | 334.9391 | 0.083505 | 0 | 0 | 0.16701 | 335.205 | 0.084081 | 0 | 0 | 0.16816 | 335.4709 | 0.084658 | 0 | 0 | 0.16932 | 335.7368 | 0.085235 | 0 | 0 | 0.17047 | 336.0027 | 0.085811 | 0 | 0 | 0.17162 | 336.2686 | 0.086388 | 0 | 0 | 0.17278 | 336.4459 | 0.086773 | 0 | 0 | 0.17355 | 336.7118 | 0.087349 | 0 | 0 | 0.1747 | 336.9776 | 0.087926 | 0 | 0 | 0.17585 | 337.2435 | 0.088503 | 0 | 0 | 0.17701 | 337.4208 | 0.088887 | 0 | 0 | 0.17777 | 337.6867 | 0.089464 | 0 | 0 | 0.17893 | 337.864 | 0.089849 | 0 | 0 | 0.1797 | 338.0412 | 0.090233 | 0 | 0 | 0.18047 | 338.3071 | 0.09081 | 0 | 0 | 0.18162 | 338.4844 | 0.091194 | 0 | 0 | 0.18239 | 338.7503 | 0.091771 | 0 | 0 | 0.18354 | 338.9275 | 0.092155 | 0 | 0 | 0.18431 | 339.1934 | 0.092732 | 0 | 0 | 0.18546 | 339.3707 | 0.093117 | 0 | 0 | 0.18623 | 339.3707 | 0.093117 | 0 | 0 | 0.18623
2017-12-25 | 293.3682 | 0.87441 |  | 313.3895 | 0.036764 | 0 | 0 | 0.073527 | 322.6583 | 0.056867 | 0 | 0 | 0.11373 | 329.741 | 0.07223 | 0 | 0 | 0.14446 | 329.9159 | 0.072609 | 0 | 0 | 0.14522 | 330.1782 | 0.073178 | 0 | 0 | 0.14636 | 330.4406 | 0.073747 | 0 | 0 | 0.14749 | 330.7029 | 0.074316 | 0 | 0 | 0.14863 | 330.9652 | 0.074885 | 0 | 0 | 0.14977 | 331.2275 | 0.075454 | 0 | 0 | 0.15091 | 331.4899 | 0.076023 | 0 | 0 | 0.15205 | 331.7522 | 0.076592 | 0 | 0 | 0.15318 | 331.9271 | 0.076971 | 0 | 0 | 0.15394 | 332.1894 | 0.07754 | 0 | 0 | 0.15508 | 332.4517 | 0.078109 | 0 | 0 | 0.15622 | 332.714 | 0.078678 | 0 | 0 | 0.15736 | 332.8889 | 0.079058 | 0 | 0 | 0.15812 | 333.1512 | 0.079627 | 0 | 0 | 0.15925 | 333.3261 | 0.080006 | 0 | 0 | 0.16001 | 333.501 | 0.080385 | 0 | 0 | 0.16077 | 333.7633 | 0.080954 | 0 | 0 | 0.16191 | 333.9382 | 0.081334 | 0 | 0 | 0.16267 | 334.2005 | 0.081903 | 0 | 0 | 0.16381 | 334.3754 | 0.082282 | 0 | 0 | 0.16456 | 334.6377 | 0.082851 | 0 | 0 | 0.1657 | 334.8126 | 0.08323 | 0 | 0 | 0.16646 | 334.8126 | 0.08323 | 0 | 0 | 0.16646
2017-12-25 01:00 | 296.8545 | 0.8848 |  | 317.1137 | 0.044841 | 0 | 0 | 0.089682 | 326.4926 | 0.065184 | 0 | 0 | 0.13037 | 333.6595 | 0.080729 | 0 | 0 | 0.16146 | 333.8365 | 0.081113 | 0 | 0 | 0.16223 | 334.1019 | 0.081689 | 0 | 0 | 0.16338 | 334.3674 | 0.082264 | 0 | 0 | 0.16453 | 334.6328 | 0.08284 | 0 | 0 | 0.16568 | 334.8982 | 0.083416 | 0 | 0 | 0.16683 | 335.1637 | 0.083992 | 0 | 0 | 0.16798 | 335.4291 | 0.084567 | 0 | 0 | 0.16913 | 335.6946 | 0.085143 | 0 | 0 | 0.17029 | 335.8715 | 0.085527 | 0 | 0 | 0.17105 | 336.137 | 0.086103 | 0 | 0 | 0.17221 | 336.4024 | 0.086678 | 0 | 0 | 0.17336 | 336.6679 | 0.087254 | 0 | 0 | 0.17451 | 336.8448 | 0.087638 | 0 | 0 | 0.17528 | 337.1103 | 0.088214 | 0 | 0 | 0.17643 | 337.2872 | 0.088598 | 0 | 0 | 0.1772 | 337.4642 | 0.088981 | 0 | 0 | 0.17796 | 337.7296 | 0.089557 | 0 | 0 | 0.17911 | 337.9066 | 0.089941 | 0 | 0 | 0.17988 | 338.172 | 0.090517 | 0 | 0 | 0.18103 | 338.349 | 0.090901 | 0 | 0 | 0.1818 | 338.6144 | 0.091476 | 0 | 0 | 0.18295 | 338.7914 | 0.09186 | 0 | 0 | 0.18372 | 338.7914 | 0.09186 | 0 | 0 | 0.18372
2017-12-25 02:00 | 298.9477 | 0.89104 |  | 319.3498 | 0.049691 | 0 | 0 | 0.099383 | 328.7949 | 0.070178 | 0 | 0 | 0.14036 | 336.0124 | 0.085832 | 0 | 0 | 0.17166 | 336.1906 | 0.086219 | 0 | 0 | 0.17244 | 336.4579 | 0.086799 | 0 | 0 | 0.1736 | 336.7252 | 0.087379 | 0 | 0 | 0.17476 | 336.9925 | 0.087958 | 0 | 0 | 0.17592 | 337.2598 | 0.088538 | 0 | 0 | 0.17708 | 337.5271 | 0.089118 | 0 | 0 | 0.17824 | 337.7944 | 0.089698 | 0 | 0 | 0.1794 | 338.0618 | 0.090278 | 0 | 0 | 0.18056 | 338.24 | 0.090664 | 0 | 0 | 0.18133 | 338.5073 | 0.091244 | 0 | 0 | 0.18249 | 338.7746 | 0.091824 | 0 | 0 | 0.18365 | 339.0419 | 0.092404 | 0 | 0 | 0.18481 | 339.2201 | 0.09279 | 0 | 0 | 0.18558 | 339.4874 | 0.09337 | 0 | 0 | 0.18674 | 339.6656 | 0.093756 | 0 | 0 | 0.18751 | 339.8438 | 0.094143 | 0 | 0 | 0.18829 | 340.1112 | 0.094723 | 0 | 0 | 0.18945 | 340.2894 | 0.095109 | 0 | 0 | 0.19022 | 340.5567 | 0.095689 | 0 | 0 | 0.19138 | 340.7349 | 0.096076 | 0 | 0 | 0.19215 | 341.0022 | 0.096655 | 0 | 0 | 0.19331 | 341.1804 | 0.097042 | 0 | 0 | 0.19408 | 341.1804 | 0.097042 | 0 | 0 | 0.19408
2017-12-25 03:00 | 302.6016 | 0.90193 |  | 323.253 | 0.058157 | 0 | 0 | 0.11631 | 332.8135 | 0.078894 | 0 | 0 | 0.15779 | 340.1192 | 0.09474 | 0 | 0 | 0.18948 | 340.2996 | 0.095131 | 0 | 0 | 0.19026 | 340.5702 | 0.095718 | 0 | 0 | 0.19144 | 340.8407 | 0.096305 | 0 | 0 | 0.19261 | 341.1113 | 0.096892 | 0 | 0 | 0.19378 | 341.3819 | 0.097479 | 0 | 0 | 0.19496 | 341.6525 | 0.098066 | 0 | 0 | 0.19613 | 341.9231 | 0.098653 | 0 | 0 | 0.19731 | 342.1936 | 0.09924 | 0 | 0 | 0.19848 | 342.374 | 0.099631 | 0 | 0 | 0.19926 | 342.6446 | 0.10022 | 0 | 0 | 0.20044 | 342.9152 | 0.1008 | 0 | 0 | 0.20161 | 343.1858 | 0.10139 | 0 | 0 | 0.20278 | 343.3662 | 0.10178 | 0 | 0 | 0.20357 | 343.6367 | 0.10237 | 0 | 0 | 0.20474 | 343.8171 | 0.10276 | 0 | 0 | 0.20552 | 343.9975 | 0.10315 | 0 | 0 | 0.2063 | 344.2681 | 0.10374 | 0 | 0 | 0.20748 | 344.4485 | 0.10413 | 0 | 0 | 0.20826 | 344.7191 | 0.10472 | 0 | 0 | 0.20943 | 344.8994 | 0.10511 | 0 | 0 | 0.21022 | 345.17 | 0.1057 | 0 | 0 | 0.21139 | 345.3504 | 0.10609 | 0 | 0 | 0.21217 | 345.3504 | 0.10609 | 0 | 0 | 0.21217
2017-12-25 04:00 | 306.5583 | 0.91373 |  | 327.4798 | 0.067325 | 0 | 0 | 0.13465 | 337.1653 | 0.088333 | 0 | 0 | 0.17667 | 344.5665 | 0.10439 | 0 | 0 | 0.20877 | 344.7492 | 0.10478 | 0 | 0 | 0.20957 | 345.0234 | 0.10538 | 0 | 0 | 0.21075 | 345.2975 | 0.10597 | 0 | 0 | 0.21194 | 345.5716 | 0.10657 | 0 | 0 | 0.21313 | 345.8457 | 0.10716 | 0 | 0 | 0.21432 | 346.1198 | 0.10776 | 0 | 0 | 0.21551 | 346.394 | 0.10835 | 0 | 0 | 0.2167 | 346.6681 | 0.10894 | 0 | 0 | 0.21789 | 346.8508 | 0.10934 | 0 | 0 | 0.21868 | 347.1249 | 0.10994 | 0 | 0 | 0.21987 | 347.3991 | 0.11053 | 0 | 0 | 0.22106 | 347.6732 | 0.11112 | 0 | 0 | 0.22225 | 347.8559 | 0.11152 | 0 | 0 | 0.22304 | 348.13 | 0.11212 | 0 | 0 | 0.22423 | 348.3128 | 0.11251 | 0 | 0 | 0.22502 | 348.4955 | 0.11291 | 0 | 0 | 0.22582 | 348.7696 | 0.1135 | 0 | 0 | 0.22701 | 348.9524 | 0.1139 | 0 | 0 | 0.2278 | 349.2265 | 0.11449 | 0 | 0 | 0.22899 | 349.4093 | 0.11489 | 0 | 0 | 0.22978 | 349.6834 | 0.11548 | 0 | 0 | 0.23097 | 349.8661 | 0.11588 | 0 | 0 | 0.23176 | 349.8661 | 0.11588 | 0 | 0 | 0.23176
2017-12-25 05:00 | 306.4573 | 0.91343 |  | 327.3719 | 0.067091 | 0 | 0 | 0.13418 | 337.0542 | 0.088092 | 0 | 0 | 0.17618 | 344.453 | 0.10414 | 0 | 0 | 0.20828 | 344.6357 | 0.10454 | 0 | 0 | 0.20907 | 344.9097 | 0.10513 | 0 | 0 | 0.21026 | 345.1837 | 0.10573 | 0 | 0 | 0.21145 | 345.4578 | 0.10632 | 0 | 0 | 0.21264 | 345.7318 | 0.10691 | 0 | 0 | 0.21383 | 346.0058 | 0.10751 | 0 | 0 | 0.21502 | 346.2799 | 0.1081 | 0 | 0 | 0.21621 | 346.5539 | 0.1087 | 0 | 0 | 0.21739 | 346.7366 | 0.10909 | 0 | 0 | 0.21819 | 347.0106 | 0.10969 | 0 | 0 | 0.21938 | 347.2846 | 0.11028 | 0 | 0 | 0.22056 | 347.5586 | 0.11088 | 0 | 0 | 0.22175 | 347.7413 | 0.11127 | 0 | 0 | 0.22255 | 348.0154 | 0.11187 | 0 | 0 | 0.22373 | 348.198 | 0.11226 | 0 | 0 | 0.22453 | 348.3807 | 0.11266 | 0 | 0 | 0.22532 | 348.6548 | 0.11325 | 0 | 0 | 0.22651 | 348.8374 | 0.11365 | 0 | 0 | 0.2273 | 349.1115 | 0.11424 | 0 | 0 | 0.22849 | 349.2942 | 0.11464 | 0 | 0 | 0.22928 | 349.5682 | 0.11524 | 0 | 0 | 0.23047 | 349.7509 | 0.11563 | 0 | 0 | 0.23126 | 349.7509 | 0.11563 | 0 | 0 | 0.23126
2017-12-25 06:00 | 304.252 | 0.90685 |  | 325.0161 | 0.061982 | 0 | 0 | 0.12396 | 334.6287 | 0.082831 | 0 | 0 | 0.16566 | 341.9742 | 0.098764 | 0 | 0 | 0.19753 | 342.1556 | 0.099157 | 0 | 0 | 0.19831 | 342.4277 | 0.099747 | 0 | 0 | 0.19949 | 342.6997 | 0.10034 | 0 | 0 | 0.20067 | 342.9718 | 0.10093 | 0 | 0 | 0.20185 | 343.2438 | 0.10152 | 0 | 0 | 0.20304 | 343.5159 | 0.10211 | 0 | 0 | 0.20422 | 343.7879 | 0.1027 | 0 | 0 | 0.2054 | 344.06 | 0.10329 | 0 | 0 | 0.20658 | 344.2414 | 0.10368 | 0 | 0 | 0.20736 | 344.5134 | 0.10427 | 0 | 0 | 0.20854 | 344.7855 | 0.10486 | 0 | 0 | 0.20972 | 345.0575 | 0.10545 | 0 | 0 | 0.2109 | 345.2389 | 0.10584 | 0 | 0 | 0.21169 | 345.511 | 0.10643 | 0 | 0 | 0.21287 | 345.6923 | 0.10683 | 0 | 0 | 0.21366 | 345.8737 | 0.10722 | 0 | 0 | 0.21444 | 346.1458 | 0.10781 | 0 | 0 | 0.21562 | 346.3271 | 0.10821 | 0 | 0 | 0.21641 | 346.5992 | 0.1088 | 0 | 0 | 0.21759 | 346.7806 | 0.10919 | 0 | 0 | 0.21838 | 347.0526 | 0.10978 | 0 | 0 | 0.21956 | 347.234 | 0.11017 | 0 | 0 | 0.22034 | 347.234 | 0.11017 | 0 | 0 | 0.22034
2017-12-25 07:00 | 305.1385 | 0.9095 |  | 325.9631 | 0.064036 | 0 | 0 | 0.12807 | 335.6037 | 0.084946 | 0 | 0 | 0.16989 | 342.9706 | 0.10092 | 0 | 0 | 0.20185 | 343.1525 | 0.10132 | 0 | 0 | 0.20264 | 343.4254 | 0.10191 | 0 | 0 | 0.20382 | 343.6982 | 0.1025 | 0 | 0 | 0.20501 | 343.9711 | 0.10309 | 0 | 0 | 0.20619 | 344.2439 | 0.10369 | 0 | 0 | 0.20737 | 344.5168 | 0.10428 | 0 | 0 | 0.20856 | 344.7896 | 0.10487 | 0 | 0 | 0.20974 | 345.0625 | 0.10546 | 0 | 0 | 0.21092 | 345.2444 | 0.10586 | 0 | 0 | 0.21171 | 345.5172 | 0.10645 | 0 | 0 | 0.2129 | 345.7901 | 0.10704 | 0 | 0 | 0.21408 | 346.0629 | 0.10763 | 0 | 0 | 0.21526 | 346.2448 | 0.10803 | 0 | 0 | 0.21605 | 346.5177 | 0.10862 | 0 | 0 | 0.21724 | 346.6995 | 0.10901 | 0 | 0 | 0.21803 | 346.8814 | 0.10941 | 0 | 0 | 0.21882 | 347.1543 | 0.11 | 0 | 0 | 0.22 | 347.3362 | 0.11039 | 0 | 0 | 0.22079 | 347.609 | 0.11099 | 0 | 0 | 0.22197 | 347.7909 | 0.11138 | 0 | 0 | 0.22276 | 348.0638 | 0.11197 | 0 | 0 | 0.22394 | 348.2457 | 0.11237 | 0 | 0 | 0.22473 | 348.2457 | 0.11237 | 0 | 0 | 0.22473
2017-12-25 08:00 | 309 | 0.921 |  | 330.0881 | 0.072983 | 0 | 0 | 0.14597 | 339.8508 | 0.094158 | 0 | 0 | 0.18832 | 347.3109 | 0.11034 | 0 | 0 | 0.22068 | 347.4951 | 0.11074 | 0 | 0 | 0.22148 | 347.7714 | 0.11134 | 0 | 0 | 0.22268 | 348.0477 | 0.11194 | 0 | 0 | 0.22387 | 348.324 | 0.11254 | 0 | 0 | 0.22507 | 348.6003 | 0.11314 | 0 | 0 | 0.22627 | 348.8766 | 0.11374 | 0 | 0 | 0.22747 | 349.1529 | 0.11433 | 0 | 0 | 0.22867 | 349.4292 | 0.11493 | 0 | 0 | 0.22987 | 349.6134 | 0.11533 | 0 | 0 | 0.23067 | 349.8897 | 0.11593 | 0 | 0 | 0.23186 | 350.166 | 0.11653 | 0 | 0 | 0.23306 | 350.4423 | 0.11713 | 0 | 0 | 0.23426 | 350.6265 | 0.11753 | 0 | 0 | 0.23506 | 350.9028 | 0.11813 | 0 | 0 | 0.23626 | 351.087 | 0.11853 | 0 | 0 | 0.23706 | 351.2712 | 0.11893 | 0 | 0 | 0.23786 | 351.5475 | 0.11953 | 0 | 0 | 0.23906 | 351.7317 | 0.11993 | 0 | 0 | 0.23986 | 352.008 | 0.12053 | 0 | 0 | 0.24105 | 352.1922 | 0.12093 | 0 | 0 | 0.24185 | 352.4685 | 0.12153 | 0 | 0 | 0.24305 | 352.6527 | 0.12193 | 0 | 0 | 0.24385 | 352.6527 | 0.12193 | 0 | 0 | 0.24385
2017-12-25 09:00 | 309.013 | 0.92104 |  | 330.102 | 0.073013 | 0 | 0 | 0.14603 | 339.865 | 0.094189 | 0 | 0 | 0.18838 | 347.3255 | 0.11037 | 0 | 0 | 0.22074 | 347.5097 | 0.11077 | 0 | 0 | 0.22154 | 347.786 | 0.11137 | 0 | 0 | 0.22274 | 348.0623 | 0.11197 | 0 | 0 | 0.22394 | 348.3386 | 0.11257 | 0 | 0 | 0.22514 | 348.615 | 0.11317 | 0 | 0 | 0.22633 | 348.8913 | 0.11377 | 0 | 0 | 0.22753 | 349.1676 | 0.11437 | 0 | 0 | 0.22873 | 349.4439 | 0.11497 | 0 | 0 | 0.22993 | 349.6281 | 0.11537 | 0 | 0 | 0.23073 | 349.9044 | 0.11596 | 0 | 0 | 0.23193 | 350.1807 | 0.11656 | 0 | 0 | 0.23313 | 350.457 | 0.11716 | 0 | 0 | 0.23433 | 350.6413 | 0.11756 | 0 | 0 | 0.23513 | 350.9176 | 0.11816 | 0 | 0 | 0.23632 | 351.1018 | 0.11856 | 0 | 0 | 0.23712 | 351.286 | 0.11896 | 0 | 0 | 0.23792 | 351.5623 | 0.11956 | 0 | 0 | 0.23912 | 351.7465 | 0.11996 | 0 | 0 | 0.23992 | 352.0228 | 0.12056 | 0 | 0 | 0.24112 | 352.207 | 0.12096 | 0 | 0 | 0.24192 | 352.4833 | 0.12156 | 0 | 0 | 0.24312 | 352.6676 | 0.12196 | 0 | 0 | 0.24392 | 352.6676 | 0.12196 | 0 | 0 | 0.24392
2017-12-25 10:00 | 306.1188 | 0.91242 |  | 327.0103 | 0.066307 | 0 | 0 | 0.13261 | 336.682 | 0.087285 | 0 | 0 | 0.17457 | 344.0725 | 0.10331 | 0 | 0 | 0.20663 | 344.255 | 0.10371 | 0 | 0 | 0.20742 | 344.5287 | 0.1043 | 0 | 0 | 0.20861 | 344.8025 | 0.1049 | 0 | 0 | 0.2098 | 345.0762 | 0.10549 | 0 | 0 | 0.21098 | 345.3499 | 0.10609 | 0 | 0 | 0.21217 | 345.6236 | 0.10668 | 0 | 0 | 0.21336 | 345.8974 | 0.10727 | 0 | 0 | 0.21455 | 346.1711 | 0.10787 | 0 | 0 | 0.21573 | 346.3536 | 0.10826 | 0 | 0 | 0.21653 | 346.6273 | 0.10886 | 0 | 0 | 0.21771 | 346.901 | 0.10945 | 0 | 0 | 0.2189 | 347.1748 | 0.11004 | 0 | 0 | 0.22009 | 347.3572 | 0.11044 | 0 | 0 | 0.22088 | 347.631 | 0.11103 | 0 | 0 | 0.22207 | 347.8134 | 0.11143 | 0 | 0 | 0.22286 | 347.9959 | 0.11182 | 0 | 0 | 0.22365 | 348.2697 | 0.11242 | 0 | 0 | 0.22484 | 348.4521 | 0.11281 | 0 | 0 | 0.22563 | 348.7259 | 0.11341 | 0 | 0 | 0.22682 | 348.9083 | 0.1138 | 0 | 0 | 0.22761 | 349.1821 | 0.1144 | 0 | 0 | 0.2288 | 349.3646 | 0.11479 | 0 | 0 | 0.22959 | 349.3646 | 0.11479 | 0 | 0 | 0.22959
2017-12-25 11:00 | 310.2834 | 0.92483 |  | 331.4591 | 0.075956 | 0 | 0 | 0.15191 | 341.2623 | 0.09722 | 0 | 0 | 0.19444 | 348.7535 | 0.11347 | 0 | 0 | 0.22694 | 348.9384 | 0.11387 | 0 | 0 | 0.22774 | 349.2159 | 0.11447 | 0 | 0 | 0.22894 | 349.4933 | 0.11507 | 0 | 0 | 0.23015 | 349.7708 | 0.11567 | 0 | 0 | 0.23135 | 350.0482 | 0.11628 | 0 | 0 | 0.23255 | 350.3257 | 0.11688 | 0 | 0 | 0.23376 | 350.6031 | 0.11748 | 0 | 0 | 0.23496 | 350.8806 | 0.11808 | 0 | 0 | 0.23616 | 351.0655 | 0.11848 | 0 | 0 | 0.23697 | 351.343 | 0.11908 | 0 | 0 | 0.23817 | 351.6204 | 0.11969 | 0 | 0 | 0.23937 | 351.8979 | 0.12029 | 0 | 0 | 0.24058 | 352.0828 | 0.12069 | 0 | 0 | 0.24138 | 352.3603 | 0.12129 | 0 | 0 | 0.24258 | 352.5453 | 0.12169 | 0 | 0 | 0.24338 | 352.7302 | 0.12209 | 0 | 0 | 0.24419 | 353.0077 | 0.1227 | 0 | 0 | 0.24539 | 353.1926 | 0.1231 | 0 | 0 | 0.24619 | 353.4701 | 0.1237 | 0 | 0 | 0.2474 | 353.6551 | 0.1241 | 0 | 0 | 0.2482 | 353.9325 | 0.1247 | 0 | 0 | 0.2494 | 354.1175 | 0.1251 | 0 | 0 | 0.2502 | 354.1175 | 0.1251 | 0 | 0 | 0.2502
2017-12-25 12:00 | 309.7495 | 0.92324 |  | 330.8888 | 0.074719 | 0 | 0 | 0.14944 | 340.6751 | 0.095946 | 0 | 0 | 0.19189 | 348.1533 | 0.11217 | 0 | 0 | 0.22433 | 348.338 | 0.11257 | 0 | 0 | 0.22513 | 348.615 | 0.11317 | 0 | 0 | 0.22633 | 348.8919 | 0.11377 | 0 | 0 | 0.22754 | 349.1689 | 0.11437 | 0 | 0 | 0.22874 | 349.4459 | 0.11497 | 0 | 0 | 0.22994 | 349.7228 | 0.11557 | 0 | 0 | 0.23114 | 349.9998 | 0.11617 | 0 | 0 | 0.23234 | 350.2768 | 0.11677 | 0 | 0 | 0.23354 | 350.4614 | 0.11717 | 0 | 0 | 0.23434 | 350.7384 | 0.11777 | 0 | 0 | 0.23555 | 351.0154 | 0.11837 | 0 | 0 | 0.23675 | 351.2923 | 0.11897 | 0 | 0 | 0.23795 | 351.477 | 0.11938 | 0 | 0 | 0.23875 | 351.754 | 0.11998 | 0 | 0 | 0.23995 | 351.9386 | 0.12038 | 0 | 0 | 0.24075 | 352.1233 | 0.12078 | 0 | 0 | 0.24155 | 352.4002 | 0.12138 | 0 | 0 | 0.24276 | 352.5849 | 0.12178 | 0 | 0 | 0.24356 | 352.8619 | 0.12238 | 0 | 0 | 0.24476 | 353.0465 | 0.12278 | 0 | 0 | 0.24556 | 353.3235 | 0.12338 | 0 | 0 | 0.24676 | 353.5081 | 0.12378 | 0 | 0 | 0.24756 | 353.5081 | 0.12378 | 0 | 0 | 0.24756
2017-12-25 13:00 | 309.9972 | 0.92398 |  | 331.1533 | 0.075293 | 0 | 0 | 0.15059 | 340.9475 | 0.096537 | 0 | 0 | 0.19307 | 348.4317 | 0.11277 | 0 | 0 | 0.22554 | 348.6165 | 0.11317 | 0 | 0 | 0.22634 | 348.8937 | 0.11377 | 0 | 0 | 0.22754 | 349.1709 | 0.11437 | 0 | 0 | 0.22875 | 349.4481 | 0.11497 | 0 | 0 | 0.22995 | 349.7253 | 0.11558 | 0 | 0 | 0.23115 | 350.0025 | 0.11618 | 0 | 0 | 0.23235 | 350.2797 | 0.11678 | 0 | 0 | 0.23356 | 350.5569 | 0.11738 | 0 | 0 | 0.23476 | 350.7416 | 0.11778 | 0 | 0 | 0.23556 | 351.0188 | 0.11838 | 0 | 0 | 0.23676 | 351.296 | 0.11898 | 0 | 0 | 0.23797 | 351.5732 | 0.11958 | 0 | 0 | 0.23917 | 351.758 | 0.11998 | 0 | 0 | 0.23997 | 352.0352 | 0.12059 | 0 | 0 | 0.24117 | 352.22 | 0.12099 | 0 | 0 | 0.24197 | 352.4048 | 0.12139 | 0 | 0 | 0.24278 | 352.682 | 0.12199 | 0 | 0 | 0.24398 | 352.8668 | 0.12239 | 0 | 0 | 0.24478 | 353.144 | 0.12299 | 0 | 0 | 0.24598 | 353.3288 | 0.12339 | 0 | 0 | 0.24678 | 353.606 | 0.12399 | 0 | 0 | 0.24799 | 353.7908 | 0.12439 | 0 | 0 | 0.24879 | 353.7908 | 0.12439 | 0 | 0 | 0.24879
2017-12-25 14:00 | 310.2556 | 0.92475 |  | 331.4294 | 0.075892 | 0 | 0 | 0.15178 | 341.2318 | 0.097153 | 0 | 0 | 0.19431 | 348.7222 | 0.1134 | 0 | 0 | 0.2268 | 348.9072 | 0.1138 | 0 | 0 | 0.2276 | 349.1846 | 0.1144 | 0 | 0 | 0.22881 | 349.462 | 0.115 | 0 | 0 | 0.23001 | 349.7394 | 0.11561 | 0 | 0 | 0.23121 | 350.0169 | 0.11621 | 0 | 0 | 0.23242 | 350.2943 | 0.11681 | 0 | 0 | 0.23362 | 350.5717 | 0.11741 | 0 | 0 | 0.23482 | 350.8491 | 0.11801 | 0 | 0 | 0.23603 | 351.0341 | 0.11841 | 0 | 0 | 0.23683 | 351.3115 | 0.11902 | 0 | 0 | 0.23803 | 351.5889 | 0.11962 | 0 | 0 | 0.23924 | 351.8664 | 0.12022 | 0 | 0 | 0.24044 | 352.0513 | 0.12062 | 0 | 0 | 0.24124 | 352.3287 | 0.12122 | 0 | 0 | 0.24245 | 352.5137 | 0.12162 | 0 | 0 | 0.24325 | 352.6986 | 0.12202 | 0 | 0 | 0.24405 | 352.976 | 0.12263 | 0 | 0 | 0.24525 | 353.161 | 0.12303 | 0 | 0 | 0.24606 | 353.4384 | 0.12363 | 0 | 0 | 0.24726 | 353.6234 | 0.12403 | 0 | 0 | 0.24806 | 353.9008 | 0.12463 | 0 | 0 | 0.24926 | 354.0857 | 0.12503 | 0 | 0 | 0.25007 | 354.0857 | 0.12503 | 0 | 0 | 0.25007
2017-12-25 15:00 | 304.3221 | 0.90706 |  | 325.091 | 0.062144 | 0 | 0 | 0.12429 | 334.7059 | 0.082999 | 0 | 0 | 0.166 | 342.0531 | 0.098935 | 0 | 0 | 0.19787 | 342.2345 | 0.099328 | 0 | 0 | 0.19866 | 342.5066 | 0.099919 | 0 | 0 | 0.19984 | 342.7787 | 0.10051 | 0 | 0 | 0.20102 | 343.0509 | 0.1011 | 0 | 0 | 0.2022 | 343.323 | 0.10169 | 0 | 0 | 0.20338 | 343.5951 | 0.10228 | 0 | 0 | 0.20456 | 343.8672 | 0.10287 | 0 | 0 | 0.20574 | 344.1393 | 0.10346 | 0 | 0 | 0.20692 | 344.3207 | 0.10385 | 0 | 0 | 0.20771 | 344.5929 | 0.10444 | 0 | 0 | 0.20889 | 344.865 | 0.10503 | 0 | 0 | 0.21007 | 345.1371 | 0.10562 | 0 | 0 | 0.21125 | 345.3185 | 0.10602 | 0 | 0 | 0.21203 | 345.5906 | 0.10661 | 0 | 0 | 0.21322 | 345.772 | 0.107 | 0 | 0 | 0.214 | 345.9535 | 0.10739 | 0 | 0 | 0.21479 | 346.2256 | 0.10798 | 0 | 0 | 0.21597 | 346.407 | 0.10838 | 0 | 0 | 0.21676 | 346.6791 | 0.10897 | 0 | 0 | 0.21794 | 346.8605 | 0.10936 | 0 | 0 | 0.21872 | 347.1326 | 0.10995 | 0 | 0 | 0.2199 | 347.3141 | 0.11035 | 0 | 0 | 0.22069 | 347.3141 | 0.11035 | 0 | 0 | 0.22069
2017-12-25 16:00 | 313.4109 | 0.93415 |  | 334.8 | 0.083203 | 0 | 0 | 0.16641 | 344.7021 | 0.10468 | 0 | 0 | 0.20936 | 352.2687 | 0.12109 | 0 | 0 | 0.24218 | 352.4555 | 0.1215 | 0 | 0 | 0.243 | 352.7358 | 0.12211 | 0 | 0 | 0.24421 | 353.016 | 0.12271 | 0 | 0 | 0.24543 | 353.2963 | 0.12332 | 0 | 0 | 0.24664 | 353.5765 | 0.12393 | 0 | 0 | 0.24786 | 353.8567 | 0.12454 | 0 | 0 | 0.24907 | 354.137 | 0.12514 | 0 | 0 | 0.25029 | 354.4172 | 0.12575 | 0 | 0 | 0.25151 | 354.6041 | 0.12616 | 0 | 0 | 0.25232 | 354.8843 | 0.12677 | 0 | 0 | 0.25353 | 355.1646 | 0.12737 | 0 | 0 | 0.25475 | 355.4448 | 0.12798 | 0 | 0 | 0.25596 | 355.6316 | 0.12839 | 0 | 0 | 0.25677 | 355.9119 | 0.12899 | 0 | 0 | 0.25799 | 356.0987 | 0.1294 | 0 | 0 | 0.2588 | 356.2855 | 0.1298 | 0 | 0 | 0.25961 | 356.5658 | 0.13041 | 0 | 0 | 0.26083 | 356.7526 | 0.13082 | 0 | 0 | 0.26164 | 357.0329 | 0.13143 | 0 | 0 | 0.26285 | 357.2197 | 0.13183 | 0 | 0 | 0.26366 | 357.4999 | 0.13244 | 0 | 0 | 0.26488 | 357.6868 | 0.13284 | 0 | 0 | 0.26569 | 357.6868 | 0.13284 | 0 | 0 | 0.26569
2017-12-25 17:00 | 310.1816 | 0.92453 |  | 331.3504 | 0.075721 | 0 | 0 | 0.15144 | 341.1504 | 0.096977 | 0 | 0 | 0.19395 | 348.6391 | 0.11322 | 0 | 0 | 0.22644 | 348.824 | 0.11362 | 0 | 0 | 0.22724 | 349.1013 | 0.11422 | 0 | 0 | 0.22844 | 349.3787 | 0.11482 | 0 | 0 | 0.22965 | 349.656 | 0.11543 | 0 | 0 | 0.23085 | 349.9334 | 0.11603 | 0 | 0 | 0.23205 | 350.2108 | 0.11663 | 0 | 0 | 0.23326 | 350.4881 | 0.11723 | 0 | 0 | 0.23446 | 350.7655 | 0.11783 | 0 | 0 | 0.23566 | 350.9504 | 0.11823 | 0 | 0 | 0.23647 | 351.2277 | 0.11883 | 0 | 0 | 0.23767 | 351.5051 | 0.11944 | 0 | 0 | 0.23887 | 351.7825 | 0.12004 | 0 | 0 | 0.24008 | 351.9674 | 0.12044 | 0 | 0 | 0.24088 | 352.2447 | 0.12104 | 0 | 0 | 0.24208 | 352.4296 | 0.12144 | 0 | 0 | 0.24288 | 352.6145 | 0.12184 | 0 | 0 | 0.24369 | 352.8919 | 0.12244 | 0 | 0 | 0.24489 | 353.0768 | 0.12285 | 0 | 0 | 0.24569 | 353.3542 | 0.12345 | 0 | 0 | 0.24689 | 353.5391 | 0.12385 | 0 | 0 | 0.2477 | 353.8164 | 0.12445 | 0 | 0 | 0.2489 | 354.0013 | 0.12485 | 0 | 0 | 0.2497 | 354.0013 | 0.12485 | 0 | 0 | 0.2497
2017-12-25 18:00 | 311.4057 | 0.92818 |  | 332.658 | 0.078557 | 0 | 0 | 0.15711 | 342.4967 | 0.099897 | 0 | 0 | 0.19979 | 350.0149 | 0.1162 | 0 | 0 | 0.23241 | 350.2005 | 0.11661 | 0 | 0 | 0.23321 | 350.479 | 0.11721 | 0 | 0 | 0.23442 | 350.7574 | 0.11781 | 0 | 0 | 0.23563 | 351.0359 | 0.11842 | 0 | 0 | 0.23684 | 351.3143 | 0.11902 | 0 | 0 | 0.23804 | 351.5928 | 0.11963 | 0 | 0 | 0.23925 | 351.8712 | 0.12023 | 0 | 0 | 0.24046 | 352.1497 | 0.12083 | 0 | 0 | 0.24167 | 352.3353 | 0.12124 | 0 | 0 | 0.24247 | 352.6138 | 0.12184 | 0 | 0 | 0.24368 | 352.8922 | 0.12244 | 0 | 0 | 0.24489 | 353.1707 | 0.12305 | 0 | 0 | 0.2461 | 353.3563 | 0.12345 | 0 | 0 | 0.2469 | 353.6348 | 0.12406 | 0 | 0 | 0.24811 | 353.8204 | 0.12446 | 0 | 0 | 0.24892 | 354.006 | 0.12486 | 0 | 0 | 0.24972 | 354.2845 | 0.12546 | 0 | 0 | 0.25093 | 354.4701 | 0.12587 | 0 | 0 | 0.25173 | 354.7486 | 0.12647 | 0 | 0 | 0.25294 | 354.9342 | 0.12687 | 0 | 0 | 0.25375 | 355.2127 | 0.12748 | 0 | 0 | 0.25496 | 355.3983 | 0.12788 | 0 | 0 | 0.25576 | 355.3983 | 0.12788 | 0 | 0 | 0.25576
2017-12-25 19:00 | 314.1107 | 0.93624 |  | 335.5476 | 0.084824 | 0 | 0 | 0.16965 | 345.4717 | 0.10635 | 0 | 0 | 0.2127 | 353.0552 | 0.1228 | 0 | 0 | 0.2456 | 353.2425 | 0.1232 | 0 | 0 | 0.24641 | 353.5233 | 0.12381 | 0 | 0 | 0.24763 | 353.8042 | 0.12442 | 0 | 0 | 0.24885 | 354.0851 | 0.12503 | 0 | 0 | 0.25006 | 354.3659 | 0.12564 | 0 | 0 | 0.25128 | 354.6468 | 0.12625 | 0 | 0 | 0.2525 | 354.9277 | 0.12686 | 0 | 0 | 0.25372 | 355.2086 | 0.12747 | 0 | 0 | 0.25494 | 355.3958 | 0.12788 | 0 | 0 | 0.25575 | 355.6767 | 0.12848 | 0 | 0 | 0.25697 | 355.9576 | 0.12909 | 0 | 0 | 0.25819 | 356.2384 | 0.1297 | 0 | 0 | 0.25941 | 356.4257 | 0.13011 | 0 | 0 | 0.26022 | 356.7065 | 0.13072 | 0 | 0 | 0.26144 | 356.8938 | 0.13112 | 0 | 0 | 0.26225 | 357.081 | 0.13153 | 0 | 0 | 0.26306 | 357.3619 | 0.13214 | 0 | 0 | 0.26428 | 357.5492 | 0.13255 | 0 | 0 | 0.26509 | 357.83 | 0.13315 | 0 | 0 | 0.26631 | 358.0173 | 0.13356 | 0 | 0 | 0.26712 | 358.2981 | 0.13417 | 0 | 0 | 0.26834 | 358.4854 | 0.13458 | 0 | 0 | 0.26915 | 358.4854 | 0.13458 | 0 | 0 | 0.26915
2017-12-25 20:00 | 310.0393 | 0.9241 |  | 331.1983 | 0.075391 | 0 | 0 | 0.15078 | 340.9938 | 0.096637 | 0 | 0 | 0.19327 | 348.4791 | 0.11287 | 0 | 0 | 0.22575 | 348.6639 | 0.11327 | 0 | 0 | 0.22655 | 348.9411 | 0.11387 | 0 | 0 | 0.22775 | 349.2183 | 0.11448 | 0 | 0 | 0.22895 | 349.4956 | 0.11508 | 0 | 0 | 0.23016 | 349.7728 | 0.11568 | 0 | 0 | 0.23136 | 350.05 | 0.11628 | 0 | 0 | 0.23256 | 350.3273 | 0.11688 | 0 | 0 | 0.23376 | 350.6045 | 0.11748 | 0 | 0 | 0.23497 | 350.7893 | 0.11788 | 0 | 0 | 0.23577 | 351.0666 | 0.11848 | 0 | 0 | 0.23697 | 351.3438 | 0.11909 | 0 | 0 | 0.23817 | 351.621 | 0.11969 | 0 | 0 | 0.23938 | 351.8058 | 0.12009 | 0 | 0 | 0.24018 | 352.0831 | 0.12069 | 0 | 0 | 0.24138 | 352.2679 | 0.12109 | 0 | 0 | 0.24218 | 352.4527 | 0.12149 | 0 | 0 | 0.24298 | 352.7299 | 0.12209 | 0 | 0 | 0.24419 | 352.9148 | 0.12249 | 0 | 0 | 0.24499 | 353.192 | 0.1231 | 0 | 0 | 0.24619 | 353.3768 | 0.1235 | 0 | 0 | 0.24699 | 353.654 | 0.1241 | 0 | 0 | 0.24819 | 353.8389 | 0.1245 | 0 | 0 | 0.249 | 353.8389 | 0.1245 | 0 | 0 | 0.249
2017-12-25 21:00 | 312.691 | 0.93201 |  | 334.031 | 0.081535 | 0 | 0 | 0.16307 | 343.9103 | 0.10296 | 0 | 0 | 0.20593 | 351.4595 | 0.11934 | 0 | 0 | 0.23867 | 351.6459 | 0.11974 | 0 | 0 | 0.23948 | 351.9255 | 0.12035 | 0 | 0 | 0.2407 | 352.2051 | 0.12095 | 0 | 0 | 0.24191 | 352.4847 | 0.12156 | 0 | 0 | 0.24312 | 352.7643 | 0.12217 | 0 | 0 | 0.24433 | 353.0439 | 0.12277 | 0 | 0 | 0.24555 | 353.3235 | 0.12338 | 0 | 0 | 0.24676 | 353.6031 | 0.12399 | 0 | 0 | 0.24797 | 353.7895 | 0.12439 | 0 | 0 | 0.24878 | 354.0691 | 0.125 | 0 | 0 | 0.25 | 354.3487 | 0.1256 | 0 | 0 | 0.25121 | 354.6283 | 0.12621 | 0 | 0 | 0.25242 | 354.8148 | 0.12661 | 0 | 0 | 0.25323 | 355.0944 | 0.12722 | 0 | 0 | 0.25444 | 355.2808 | 0.12763 | 0 | 0 | 0.25525 | 355.4672 | 0.12803 | 0 | 0 | 0.25606 | 355.7468 | 0.12864 | 0 | 0 | 0.25727 | 355.9332 | 0.12904 | 0 | 0 | 0.25808 | 356.2128 | 0.12965 | 0 | 0 | 0.25929 | 356.3992 | 0.13005 | 0 | 0 | 0.2601 | 356.6788 | 0.13066 | 0 | 0 | 0.26132 | 356.8652 | 0.13106 | 0 | 0 | 0.26212 | 356.8652 | 0.13106 | 0 | 0 | 0.26212
2017-12-25 22:00 | 315.5424 | 0.9405 |  | 337.077 | 0.088142 | 0 | 0 | 0.17628 | 347.0463 | 0.10977 | 0 | 0 | 0.21953 | 354.6644 | 0.12629 | 0 | 0 | 0.25258 | 354.8525 | 0.1267 | 0 | 0 | 0.25339 | 355.1347 | 0.12731 | 0 | 0 | 0.25462 | 355.4168 | 0.12792 | 0 | 0 | 0.25584 | 355.699 | 0.12853 | 0 | 0 | 0.25707 | 355.9811 | 0.12914 | 0 | 0 | 0.25829 | 356.2633 | 0.12976 | 0 | 0 | 0.25951 | 356.5454 | 0.13037 | 0 | 0 | 0.26074 | 356.8276 | 0.13098 | 0 | 0 | 0.26196 | 357.0157 | 0.13139 | 0 | 0 | 0.26278 | 357.2978 | 0.132 | 0 | 0 | 0.264 | 357.58 | 0.13261 | 0 | 0 | 0.26523 | 357.8621 | 0.13322 | 0 | 0 | 0.26645 | 358.0502 | 0.13363 | 0 | 0 | 0.26727 | 358.3324 | 0.13424 | 0 | 0 | 0.26849 | 358.5205 | 0.13465 | 0 | 0 | 0.26931 | 358.7086 | 0.13506 | 0 | 0 | 0.27012 | 358.9908 | 0.13567 | 0 | 0 | 0.27135 | 359.1789 | 0.13608 | 0 | 0 | 0.27216 | 359.461 | 0.13669 | 0 | 0 | 0.27339 | 359.6491 | 0.1371 | 0 | 0 | 0.2742 | 359.9313 | 0.13771 | 0 | 0 | 0.27543 | 360.1194 | 0.13812 | 0 | 0 | 0.27624 | 360.1194 | 0.13812 | 0 | 0 | 0.27624
2017-12-25 23:00 | 318.0248 | 0.9479 |  | 339.7289 | 0.093894 | 0 | 0 | 0.18779 | 349.7767 | 0.11569 | 0 | 0 | 0.23137 | 357.4547 | 0.13234 | 0 | 0 | 0.26468 | 357.6443 | 0.13275 | 0 | 0 | 0.2655 | 357.9286 | 0.13337 | 0 | 0 | 0.26674 | 358.213 | 0.13399 | 0 | 0 | 0.26797 | 358.4974 | 0.1346 | 0 | 0 | 0.2692 | 358.7818 | 0.13522 | 0 | 0 | 0.27044 | 359.0661 | 0.13584 | 0 | 0 | 0.27167 | 359.3505 | 0.13645 | 0 | 0 | 0.27291 | 359.6349 | 0.13707 | 0 | 0 | 0.27414 | 359.8245 | 0.13748 | 0 | 0 | 0.27496 | 360.1088 | 0.1381 | 0 | 0 | 0.2762 | 360.3932 | 0.13871 | 0 | 0 | 0.27743 | 360.6776 | 0.13933 | 0 | 0 | 0.27866 | 360.8671 | 0.13974 | 0 | 0 | 0.27948 | 361.1515 | 0.14036 | 0 | 0 | 0.28072 | 361.3411 | 0.14077 | 0 | 0 | 0.28154 | 361.5307 | 0.14118 | 0 | 0 | 0.28236 | 361.8151 | 0.1418 | 0 | 0 | 0.2836 | 362.0046 | 0.14221 | 0 | 0 | 0.28442 | 362.289 | 0.14283 | 0 | 0 | 0.28565 | 362.4786 | 0.14324 | 0 | 0 | 0.28648 | 362.763 | 0.14385 | 0 | 0 | 0.28771 | 362.9525 | 0.14427 | 0 | 0 | 0.28853 | 362.9525 | 0.14427 | 0 | 0 | 0.28853
2017-12-26 | 309.2074 | 0.92162 |  | 330.3097 | 0.073463 | 0 | 0 | 0.14693 | 340.0789 | 0.094653 | 0 | 0 | 0.18931 | 347.544 | 0.11084 | 0 | 0 | 0.22169 | 347.7283 | 0.11124 | 0 | 0 | 0.22249 | 348.0048 | 0.11184 | 0 | 0 | 0.22369 | 348.2813 | 0.11244 | 0 | 0 | 0.22489 | 348.5578 | 0.11304 | 0 | 0 | 0.22609 | 348.8343 | 0.11364 | 0 | 0 | 0.22729 | 349.1108 | 0.11424 | 0 | 0 | 0.22849 | 349.3872 | 0.11484 | 0 | 0 | 0.22969 | 349.6637 | 0.11544 | 0 | 0 | 0.23088 | 349.8481 | 0.11584 | 0 | 0 | 0.23168 | 350.1245 | 0.11644 | 0 | 0 | 0.23288 | 350.401 | 0.11704 | 0 | 0 | 0.23408 | 350.6775 | 0.11764 | 0 | 0 | 0.23528 | 350.8618 | 0.11804 | 0 | 0 | 0.23608 | 351.1383 | 0.11864 | 0 | 0 | 0.23728 | 351.3227 | 0.11904 | 0 | 0 | 0.23808 | 351.507 | 0.11944 | 0 | 0 | 0.23888 | 351.7835 | 0.12004 | 0 | 0 | 0.24008 | 351.9678 | 0.12044 | 0 | 0 | 0.24088 | 352.2443 | 0.12104 | 0 | 0 | 0.24208 | 352.4286 | 0.12144 | 0 | 0 | 0.24288 | 352.7051 | 0.12204 | 0 | 0 | 0.24408 | 352.8894 | 0.12244 | 0 | 0 | 0.24488 | 352.8894 | 0.12244 | 0 | 0 | 0.24488
2017-12-26 01:00 | 314.5789 | 0.93763 |  | 336.0478 | 0.085909 | 0 | 0 | 0.17182 | 345.9867 | 0.10747 | 0 | 0 | 0.21493 | 353.5815 | 0.12394 | 0 | 0 | 0.24788 | 353.7691 | 0.12435 | 0 | 0 | 0.24869 | 354.0504 | 0.12496 | 0 | 0 | 0.24991 | 354.3317 | 0.12557 | 0 | 0 | 0.25113 | 354.6129 | 0.12618 | 0 | 0 | 0.25235 | 354.8942 | 0.12679 | 0 | 0 | 0.25357 | 355.1755 | 0.1274 | 0 | 0 | 0.25479 | 355.4568 | 0.12801 | 0 | 0 | 0.25601 | 355.7381 | 0.12862 | 0 | 0 | 0.25724 | 355.9256 | 0.12902 | 0 | 0 | 0.25805 | 356.2069 | 0.12963 | 0 | 0 | 0.25927 | 356.4882 | 0.13024 | 0 | 0 | 0.26049 | 356.7695 | 0.13085 | 0 | 0 | 0.26171 | 356.957 | 0.13126 | 0 | 0 | 0.26252 | 357.2383 | 0.13187 | 0 | 0 | 0.26374 | 357.4258 | 0.13228 | 0 | 0 | 0.26456 | 357.6134 | 0.13269 | 0 | 0 | 0.26537 | 357.8947 | 0.1333 | 0 | 0 | 0.26659 | 358.0822 | 0.1337 | 0 | 0 | 0.2674 | 358.3635 | 0.13431 | 0 | 0 | 0.26862 | 358.551 | 0.13472 | 0 | 0 | 0.26944 | 358.8323 | 0.13533 | 0 | 0 | 0.27066 | 359.0198 | 0.13574 | 0 | 0 | 0.27147 | 359.0198 | 0.13574 | 0 | 0 | 0.27147
2017-12-26 02:00 | 310.7717 | 0.92629 |  | 331.9807 | 0.077088 | 0 | 0 | 0.15418 | 341.7994 | 0.098384 | 0 | 0 | 0.19677 | 349.3023 | 0.11466 | 0 | 0 | 0.22932 | 349.4875 | 0.11506 | 0 | 0 | 0.23012 | 349.7654 | 0.11566 | 0 | 0 | 0.23133 | 350.0433 | 0.11627 | 0 | 0 | 0.23253 | 350.3212 | 0.11687 | 0 | 0 | 0.23374 | 350.5991 | 0.11747 | 0 | 0 | 0.23494 | 350.877 | 0.11807 | 0 | 0 | 0.23615 | 351.1549 | 0.11868 | 0 | 0 | 0.23735 | 351.4327 | 0.11928 | 0 | 0 | 0.23856 | 351.618 | 0.11968 | 0 | 0 | 0.23936 | 351.8959 | 0.12028 | 0 | 0 | 0.24057 | 352.1738 | 0.12089 | 0 | 0 | 0.24177 | 352.4517 | 0.12149 | 0 | 0 | 0.24298 | 352.6369 | 0.12189 | 0 | 0 | 0.24378 | 352.9148 | 0.12249 | 0 | 0 | 0.24499 | 353.1001 | 0.1229 | 0 | 0 | 0.24579 | 353.2853 | 0.1233 | 0 | 0 | 0.24659 | 353.5632 | 0.1239 | 0 | 0 | 0.2478 | 353.7485 | 0.1243 | 0 | 0 | 0.2486 | 354.0263 | 0.1249 | 0 | 0 | 0.24981 | 354.2116 | 0.12531 | 0 | 0 | 0.25061 | 354.4895 | 0.12591 | 0 | 0 | 0.25182 | 354.6747 | 0.12631 | 0 | 0 | 0.25262 | 354.6747 | 0.12631 | 0 | 0 | 0.25262
2017-12-26 03:00 | 312.5317 | 0.93153 |  | 333.8609 | 0.081166 | 0 | 0 | 0.16233 | 343.7351 | 0.10258 | 0 | 0 | 0.20517 | 351.2805 | 0.11895 | 0 | 0 | 0.2379 | 351.4668 | 0.11935 | 0 | 0 | 0.23871 | 351.7463 | 0.11996 | 0 | 0 | 0.23992 | 352.0257 | 0.12057 | 0 | 0 | 0.24113 | 352.3052 | 0.12117 | 0 | 0 | 0.24234 | 352.5846 | 0.12178 | 0 | 0 | 0.24356 | 352.8641 | 0.12238 | 0 | 0 | 0.24477 | 353.1436 | 0.12299 | 0 | 0 | 0.24598 | 353.423 | 0.1236 | 0 | 0 | 0.24719 | 353.6093 | 0.124 | 0 | 0 | 0.248 | 353.8888 | 0.12461 | 0 | 0 | 0.24921 | 354.1682 | 0.12521 | 0 | 0 | 0.25043 | 354.4477 | 0.12582 | 0 | 0 | 0.25164 | 354.634 | 0.12622 | 0 | 0 | 0.25245 | 354.9135 | 0.12683 | 0 | 0 | 0.25366 | 355.0998 | 0.12723 | 0 | 0 | 0.25447 | 355.2861 | 0.12764 | 0 | 0 | 0.25527 | 355.5655 | 0.12824 | 0 | 0 | 0.25649 | 355.7518 | 0.12865 | 0 | 0 | 0.25729 | 356.0313 | 0.12925 | 0 | 0 | 0.25851 | 356.2176 | 0.12966 | 0 | 0 | 0.25932 | 356.4971 | 0.13026 | 0 | 0 | 0.26053 | 356.6834 | 0.13067 | 0 | 0 | 0.26134 | 356.6834 | 0.13067 | 0 | 0 | 0.26134
2017-12-26 04:00 | 308.7733 | 0.92033 |  | 329.8459 | 0.072457 | 0 | 0 | 0.14491 | 339.6014 | 0.093617 | 0 | 0 | 0.18723 | 347.0561 | 0.10979 | 0 | 0 | 0.21957 | 347.2401 | 0.11019 | 0 | 0 | 0.22037 | 347.5162 | 0.11078 | 0 | 0 | 0.22157 | 347.7923 | 0.11138 | 0 | 0 | 0.22277 | 348.0684 | 0.11198 | 0 | 0 | 0.22396 | 348.3445 | 0.11258 | 0 | 0 | 0.22516 | 348.6206 | 0.11318 | 0 | 0 | 0.22636 | 348.8967 | 0.11378 | 0 | 0 | 0.22756 | 349.1728 | 0.11438 | 0 | 0 | 0.22875 | 349.3569 | 0.11478 | 0 | 0 | 0.22955 | 349.633 | 0.11538 | 0 | 0 | 0.23075 | 349.9091 | 0.11597 | 0 | 0 | 0.23195 | 350.1852 | 0.11657 | 0 | 0 | 0.23315 | 350.3692 | 0.11697 | 0 | 0 | 0.23395 | 350.6453 | 0.11757 | 0 | 0 | 0.23514 | 350.8294 | 0.11797 | 0 | 0 | 0.23594 | 351.0135 | 0.11837 | 0 | 0 | 0.23674 | 351.2896 | 0.11897 | 0 | 0 | 0.23794 | 351.4736 | 0.11937 | 0 | 0 | 0.23874 | 351.7497 | 0.11997 | 0 | 0 | 0.23993 | 351.9338 | 0.12037 | 0 | 0 | 0.24073 | 352.2099 | 0.12096 | 0 | 0 | 0.24193 | 352.394 | 0.12136 | 0 | 0 | 0.24273 | 352.394 | 0.12136 | 0 | 0 | 0.24273
2017-12-26 05:00 | 307.6125 | 0.91687 |  | 328.6059 | 0.069768 | 0 | 0 | 0.13954 | 338.3247 | 0.090848 | 0 | 0 | 0.1817 | 345.7514 | 0.10696 | 0 | 0 | 0.21391 | 345.9347 | 0.10735 | 0 | 0 | 0.21471 | 346.2098 | 0.10795 | 0 | 0 | 0.2159 | 346.4848 | 0.10855 | 0 | 0 | 0.21709 | 346.7599 | 0.10914 | 0 | 0 | 0.21829 | 347.035 | 0.10974 | 0 | 0 | 0.21948 | 347.31 | 0.11034 | 0 | 0 | 0.22067 | 347.5851 | 0.11093 | 0 | 0 | 0.22187 | 347.8602 | 0.11153 | 0 | 0 | 0.22306 | 348.0435 | 0.11193 | 0 | 0 | 0.22386 | 348.3186 | 0.11252 | 0 | 0 | 0.22505 | 348.5936 | 0.11312 | 0 | 0 | 0.22624 | 348.8687 | 0.11372 | 0 | 0 | 0.22744 | 349.0521 | 0.11412 | 0 | 0 | 0.22823 | 349.3271 | 0.11471 | 0 | 0 | 0.22942 | 349.5105 | 0.11511 | 0 | 0 | 0.23022 | 349.6939 | 0.11551 | 0 | 0 | 0.23102 | 349.969 | 0.1161 | 0 | 0 | 0.23221 | 350.1523 | 0.1165 | 0 | 0 | 0.233 | 350.4274 | 0.1171 | 0 | 0 | 0.2342 | 350.6108 | 0.1175 | 0 | 0 | 0.23499 | 350.8858 | 0.11809 | 0 | 0 | 0.23619 | 351.0692 | 0.11849 | 0 | 0 | 0.23698 | 351.0692 | 0.11849 | 0 | 0 | 0.23698
2017-12-26 06:00 | 298.4613 | 0.88959 |  | 318.8302 | 0.048564 | 0 | 0 | 0.097129 | 328.2599 | 0.069017 | 0 | 0 | 0.13803 | 335.4656 | 0.084646 | 0 | 0 | 0.16929 | 335.6435 | 0.085032 | 0 | 0 | 0.17006 | 335.9104 | 0.085611 | 0 | 0 | 0.17122 | 336.1772 | 0.08619 | 0 | 0 | 0.17238 | 336.4441 | 0.086769 | 0 | 0 | 0.17354 | 336.711 | 0.087348 | 0 | 0 | 0.1747 | 336.9779 | 0.087927 | 0 | 0 | 0.17585 | 337.2447 | 0.088505 | 0 | 0 | 0.17701 | 337.5116 | 0.089084 | 0 | 0 | 0.17817 | 337.6895 | 0.08947 | 0 | 0 | 0.17894 | 337.9564 | 0.090049 | 0 | 0 | 0.1801 | 338.2233 | 0.090628 | 0 | 0 | 0.18126 | 338.4902 | 0.091207 | 0 | 0 | 0.18241 | 338.6681 | 0.091593 | 0 | 0 | 0.18319 | 338.935 | 0.092172 | 0 | 0 | 0.18434 | 339.1129 | 0.092558 | 0 | 0 | 0.18512 | 339.2908 | 0.092943 | 0 | 0 | 0.18589 | 339.5577 | 0.093522 | 0 | 0 | 0.18704 | 339.7356 | 0.093908 | 0 | 0 | 0.18782 | 340.0025 | 0.094487 | 0 | 0 | 0.18897 | 340.1804 | 0.094873 | 0 | 0 | 0.18975 | 340.4473 | 0.095452 | 0 | 0 | 0.1909 | 340.6252 | 0.095838 | 0 | 0 | 0.19168 | 340.6252 | 0.095838 | 0 | 0 | 0.19168
2017-12-26 07:00 | 295.687 | 0.88132 |  | 315.8666 | 0.042136 | 0 | 0 | 0.084273 | 325.2086 | 0.062399 | 0 | 0 | 0.1248 | 332.3474 | 0.077883 | 0 | 0 | 0.15577 | 332.5236 | 0.078265 | 0 | 0 | 0.15653 | 332.788 | 0.078839 | 0 | 0 | 0.15768 | 333.0524 | 0.079412 | 0 | 0 | 0.15882 | 333.3168 | 0.079986 | 0 | 0 | 0.15997 | 333.5812 | 0.080559 | 0 | 0 | 0.16112 | 333.8456 | 0.081133 | 0 | 0 | 0.16227 | 334.11 | 0.081706 | 0 | 0 | 0.16341 | 334.3744 | 0.08228 | 0 | 0 | 0.16456 | 334.5507 | 0.082662 | 0 | 0 | 0.16532 | 334.8151 | 0.083236 | 0 | 0 | 0.16647 | 335.0795 | 0.083809 | 0 | 0 | 0.16762 | 335.3439 | 0.084382 | 0 | 0 | 0.16876 | 335.5201 | 0.084765 | 0 | 0 | 0.16953 | 335.7845 | 0.085338 | 0 | 0 | 0.17068 | 335.9608 | 0.085721 | 0 | 0 | 0.17144 | 336.137 | 0.086103 | 0 | 0 | 0.17221 | 336.4014 | 0.086676 | 0 | 0 | 0.17335 | 336.5777 | 0.087059 | 0 | 0 | 0.17412 | 336.8421 | 0.087632 | 0 | 0 | 0.17526 | 337.0184 | 0.088014 | 0 | 0 | 0.17603 | 337.2828 | 0.088588 | 0 | 0 | 0.17718 | 337.459 | 0.08897 | 0 | 0 | 0.17794 | 337.459 | 0.08897 | 0 | 0 | 0.17794
2017-12-26 08:00 | 299.4728 | 0.89261 |  | 319.9108 | 0.050908 | 0 | 0 | 0.10182 | 329.3724 | 0.07143 | 0 | 0 | 0.14286 | 336.6025 | 0.087113 | 0 | 0 | 0.17423 | 336.7811 | 0.0875 | 0 | 0 | 0.175 | 337.0488 | 0.088081 | 0 | 0 | 0.17616 | 337.3166 | 0.088661 | 0 | 0 | 0.17732 | 337.5844 | 0.089242 | 0 | 0 | 0.17848 | 337.8522 | 0.089823 | 0 | 0 | 0.17965 | 338.12 | 0.090404 | 0 | 0 | 0.18081 | 338.3877 | 0.090985 | 0 | 0 | 0.18197 | 338.6555 | 0.091565 | 0 | 0 | 0.18313 | 338.8341 | 0.091953 | 0 | 0 | 0.18391 | 339.1018 | 0.092534 | 0 | 0 | 0.18507 | 339.3696 | 0.093114 | 0 | 0 | 0.18623 | 339.6374 | 0.093695 | 0 | 0 | 0.18739 | 339.8159 | 0.094082 | 0 | 0 | 0.18816 | 340.0837 | 0.094663 | 0 | 0 | 0.18933 | 340.2622 | 0.09505 | 0 | 0 | 0.1901 | 340.4407 | 0.095438 | 0 | 0 | 0.19088 | 340.7085 | 0.096018 | 0 | 0 | 0.19204 | 340.887 | 0.096406 | 0 | 0 | 0.19281 | 341.1548 | 0.096986 | 0 | 0 | 0.19397 | 341.3334 | 0.097374 | 0 | 0 | 0.19475 | 341.6011 | 0.097955 | 0 | 0 | 0.19591 | 341.7797 | 0.098342 | 0 | 0 | 0.19668 | 341.7797 | 0.098342 | 0 | 0 | 0.19668
2017-12-26 09:00 | 307.3297 | 0.91603 |  | 328.3039 | 0.069113 | 0 | 0 | 0.13823 | 338.0137 | 0.090173 | 0 | 0 | 0.18035 | 345.4336 | 0.10627 | 0 | 0 | 0.21253 | 345.6168 | 0.10666 | 0 | 0 | 0.21333 | 345.8916 | 0.10726 | 0 | 0 | 0.21452 | 346.1664 | 0.10786 | 0 | 0 | 0.21571 | 346.4412 | 0.10845 | 0 | 0 | 0.21691 | 346.716 | 0.10905 | 0 | 0 | 0.2181 | 346.9908 | 0.10964 | 0 | 0 | 0.21929 | 347.2656 | 0.11024 | 0 | 0 | 0.22048 | 347.5404 | 0.11084 | 0 | 0 | 0.22167 | 347.7236 | 0.11123 | 0 | 0 | 0.22247 | 347.9984 | 0.11183 | 0 | 0 | 0.22366 | 348.2732 | 0.11243 | 0 | 0 | 0.22485 | 348.5481 | 0.11302 | 0 | 0 | 0.22604 | 348.7313 | 0.11342 | 0 | 0 | 0.22684 | 349.0061 | 0.11402 | 0 | 0 | 0.22803 | 349.1893 | 0.11441 | 0 | 0 | 0.22883 | 349.3725 | 0.11481 | 0 | 0 | 0.22962 | 349.6473 | 0.11541 | 0 | 0 | 0.23081 | 349.8305 | 0.1158 | 0 | 0 | 0.23161 | 350.1053 | 0.1164 | 0 | 0 | 0.2328 | 350.2885 | 0.1168 | 0 | 0 | 0.23359 | 350.5633 | 0.11739 | 0 | 0 | 0.23479 | 350.7465 | 0.11779 | 0 | 0 | 0.23558 | 350.7465 | 0.11779 | 0 | 0 | 0.23558
2017-12-26 10:00 | 302.7386 | 0.90234 |  | 323.3994 | 0.058475 | 0 | 0 | 0.11695 | 332.9642 | 0.079221 | 0 | 0 | 0.15844 | 340.2732 | 0.095074 | 0 | 0 | 0.19015 | 340.4537 | 0.095466 | 0 | 0 | 0.19093 | 340.7244 | 0.096053 | 0 | 0 | 0.19211 | 340.9951 | 0.09664 | 0 | 0 | 0.19328 | 341.2658 | 0.097227 | 0 | 0 | 0.19445 | 341.5365 | 0.097814 | 0 | 0 | 0.19563 | 341.8072 | 0.098401 | 0 | 0 | 0.1968 | 342.0779 | 0.098989 | 0 | 0 | 0.19798 | 342.3486 | 0.099576 | 0 | 0 | 0.19915 | 342.5291 | 0.099967 | 0 | 0 | 0.19993 | 342.7998 | 0.10055 | 0 | 0 | 0.20111 | 343.0705 | 0.10114 | 0 | 0 | 0.20228 | 343.3412 | 0.10173 | 0 | 0 | 0.20346 | 343.5216 | 0.10212 | 0 | 0 | 0.20424 | 343.7923 | 0.10271 | 0 | 0 | 0.20541 | 343.9728 | 0.1031 | 0 | 0 | 0.2062 | 344.1533 | 0.10349 | 0 | 0 | 0.20698 | 344.424 | 0.10408 | 0 | 0 | 0.20815 | 344.6044 | 0.10447 | 0 | 0 | 0.20894 | 344.8751 | 0.10506 | 0 | 0 | 0.21011 | 345.0556 | 0.10545 | 0 | 0 | 0.21089 | 345.3263 | 0.10603 | 0 | 0 | 0.21207 | 345.5068 | 0.10643 | 0 | 0 | 0.21285 | 345.5068 | 0.10643 | 0 | 0 | 0.21285
2017-12-26 11:00 | 298.756 | 0.89047 |  | 319.1451 | 0.049247 | 0 | 0 | 0.098495 | 328.5841 | 0.06972 | 0 | 0 | 0.13944 | 335.7969 | 0.085365 | 0 | 0 | 0.17073 | 335.975 | 0.085751 | 0 | 0 | 0.1715 | 336.2421 | 0.086331 | 0 | 0 | 0.17266 | 336.5093 | 0.08691 | 0 | 0 | 0.17382 | 336.7764 | 0.08749 | 0 | 0 | 0.17498 | 337.0435 | 0.088069 | 0 | 0 | 0.17614 | 337.3107 | 0.088648 | 0 | 0 | 0.1773 | 337.5778 | 0.089228 | 0 | 0 | 0.17846 | 337.845 | 0.089807 | 0 | 0 | 0.17961 | 338.0231 | 0.090194 | 0 | 0 | 0.18039 | 338.2902 | 0.090773 | 0 | 0 | 0.18155 | 338.5573 | 0.091353 | 0 | 0 | 0.18271 | 338.8245 | 0.091932 | 0 | 0 | 0.18386 | 339.0026 | 0.092318 | 0 | 0 | 0.18464 | 339.2697 | 0.092898 | 0 | 0 | 0.1858 | 339.4478 | 0.093284 | 0 | 0 | 0.18657 | 339.6259 | 0.09367 | 0 | 0 | 0.18734 | 339.893 | 0.09425 | 0 | 0 | 0.1885 | 340.0711 | 0.094636 | 0 | 0 | 0.18927 | 340.3383 | 0.095215 | 0 | 0 | 0.19043 | 340.5164 | 0.095602 | 0 | 0 | 0.1912 | 340.7835 | 0.096181 | 0 | 0 | 0.19236 | 340.9616 | 0.096567 | 0 | 0 | 0.19313 | 340.9616 | 0.096567 | 0 | 0 | 0.19313
2017-12-26 12:00 | 301.0257 | 0.89724 |  | 321.5696 | 0.054506 | 0 | 0 | 0.10901 | 331.0803 | 0.075135 | 0 | 0 | 0.15027 | 338.3479 | 0.090898 | 0 | 0 | 0.1818 | 338.5274 | 0.091287 | 0 | 0 | 0.18257 | 338.7965 | 0.091871 | 0 | 0 | 0.18374 | 339.0657 | 0.092455 | 0 | 0 | 0.18491 | 339.3349 | 0.093039 | 0 | 0 | 0.18608 | 339.604 | 0.093623 | 0 | 0 | 0.18725 | 339.8732 | 0.094207 | 0 | 0 | 0.18841 | 340.1424 | 0.09479 | 0 | 0 | 0.18958 | 340.4116 | 0.095374 | 0 | 0 | 0.19075 | 340.591 | 0.095764 | 0 | 0 | 0.19153 | 340.8602 | 0.096347 | 0 | 0 | 0.19269 | 341.1293 | 0.096931 | 0 | 0 | 0.19386 | 341.3985 | 0.097515 | 0 | 0 | 0.19503 | 341.578 | 0.097904 | 0 | 0 | 0.19581 | 341.8471 | 0.098488 | 0 | 0 | 0.19698 | 342.0266 | 0.098877 | 0 | 0 | 0.19775 | 342.206 | 0.099267 | 0 | 0 | 0.19853 | 342.4752 | 0.09985 | 0 | 0 | 0.1997 | 342.6546 | 0.10024 | 0 | 0 | 0.20048 | 342.9238 | 0.10082 | 0 | 0 | 0.20165 | 343.1033 | 0.10121 | 0 | 0 | 0.20243 | 343.3724 | 0.1018 | 0 | 0 | 0.20359 | 343.5519 | 0.10219 | 0 | 0 | 0.20437 | 343.5519 | 0.10219 | 0 | 0 | 0.20437
2017-12-26 13:00 | 294.4676 | 0.87769 |  | 314.564 | 0.039311 | 0 | 0 | 0.078622 | 323.8675 | 0.05949 | 0 | 0 | 0.11898 | 330.9768 | 0.07491 | 0 | 0 | 0.14982 | 331.1523 | 0.075291 | 0 | 0 | 0.15058 | 331.4156 | 0.075862 | 0 | 0 | 0.15172 | 331.6789 | 0.076433 | 0 | 0 | 0.15287 | 331.9422 | 0.077004 | 0 | 0 | 0.15401 | 332.2055 | 0.077575 | 0 | 0 | 0.15515 | 332.4688 | 0.078147 | 0 | 0 | 0.15629 | 332.7321 | 0.078718 | 0 | 0 | 0.15744 | 332.9954 | 0.079289 | 0 | 0 | 0.15858 | 333.171 | 0.079669 | 0 | 0 | 0.15934 | 333.4343 | 0.080241 | 0 | 0 | 0.16048 | 333.6976 | 0.080812 | 0 | 0 | 0.16162 | 333.9609 | 0.081383 | 0 | 0 | 0.16277 | 334.1364 | 0.081764 | 0 | 0 | 0.16353 | 334.3997 | 0.082335 | 0 | 0 | 0.16467 | 334.5753 | 0.082715 | 0 | 0 | 0.16543 | 334.7508 | 0.083096 | 0 | 0 | 0.16619 | 335.0141 | 0.083667 | 0 | 0 | 0.16733 | 335.1897 | 0.084048 | 0 | 0 | 0.1681 | 335.453 | 0.084619 | 0 | 0 | 0.16924 | 335.6285 | 0.085 | 0 | 0 | 0.17 | 335.8918 | 0.085571 | 0 | 0 | 0.17114 | 336.0674 | 0.085952 | 0 | 0 | 0.1719 | 336.0674 | 0.085952 | 0 | 0 | 0.1719
2017-12-26 14:00 | 298.8277 | 0.89069 |  | 319.2216 | 0.049413 | 0 | 0 | 0.098827 | 328.6629 | 0.069891 | 0 | 0 | 0.13978 | 335.8774 | 0.08554 | 0 | 0 | 0.17108 | 336.0556 | 0.085926 | 0 | 0 | 0.17185 | 336.3228 | 0.086506 | 0 | 0 | 0.17301 | 336.59 | 0.087085 | 0 | 0 | 0.17417 | 336.8572 | 0.087665 | 0 | 0 | 0.17533 | 337.1244 | 0.088244 | 0 | 0 | 0.17649 | 337.3916 | 0.088824 | 0 | 0 | 0.17765 | 337.6588 | 0.089404 | 0 | 0 | 0.17881 | 337.926 | 0.089983 | 0 | 0 | 0.17997 | 338.1041 | 0.09037 | 0 | 0 | 0.18074 | 338.3713 | 0.090949 | 0 | 0 | 0.1819 | 338.6385 | 0.091529 | 0 | 0 | 0.18306 | 338.9058 | 0.092108 | 0 | 0 | 0.18422 | 339.0839 | 0.092495 | 0 | 0 | 0.18499 | 339.3511 | 0.093074 | 0 | 0 | 0.18615 | 339.5292 | 0.093461 | 0 | 0 | 0.18692 | 339.7074 | 0.093847 | 0 | 0 | 0.18769 | 339.9746 | 0.094426 | 0 | 0 | 0.18885 | 340.1527 | 0.094813 | 0 | 0 | 0.18963 | 340.4199 | 0.095392 | 0 | 0 | 0.19078 | 340.5981 | 0.095779 | 0 | 0 | 0.19156 | 340.8653 | 0.096358 | 0 | 0 | 0.19272 | 341.0434 | 0.096745 | 0 | 0 | 0.19349 | 341.0434 | 0.096745 | 0 | 0 | 0.19349
2017-12-26 15:00 | 302.7426 | 0.90235 |  | 323.4037 | 0.058484 | 0 | 0 | 0.11697 | 332.9686 | 0.079231 | 0 | 0 | 0.15846 | 340.2777 | 0.095084 | 0 | 0 | 0.19017 | 340.4582 | 0.095475 | 0 | 0 | 0.19095 | 340.7289 | 0.096063 | 0 | 0 | 0.19213 | 340.9996 | 0.09665 | 0 | 0 | 0.1933 | 341.2703 | 0.097237 | 0 | 0 | 0.19447 | 341.541 | 0.097824 | 0 | 0 | 0.19565 | 341.8117 | 0.098411 | 0 | 0 | 0.19682 | 342.0824 | 0.098998 | 0 | 0 | 0.198 | 342.3531 | 0.099586 | 0 | 0 | 0.19917 | 342.5336 | 0.099977 | 0 | 0 | 0.19995 | 342.8043 | 0.10056 | 0 | 0 | 0.20113 | 343.075 | 0.10115 | 0 | 0 | 0.2023 | 343.3457 | 0.10174 | 0 | 0 | 0.20348 | 343.5262 | 0.10213 | 0 | 0 | 0.20426 | 343.7969 | 0.10272 | 0 | 0 | 0.20543 | 343.9774 | 0.10311 | 0 | 0 | 0.20622 | 344.1578 | 0.1035 | 0 | 0 | 0.207 | 344.4285 | 0.10409 | 0 | 0 | 0.20817 | 344.609 | 0.10448 | 0 | 0 | 0.20896 | 344.8797 | 0.10507 | 0 | 0 | 0.21013 | 345.0602 | 0.10546 | 0 | 0 | 0.21091 | 345.3309 | 0.10604 | 0 | 0 | 0.21209 | 345.5114 | 0.10644 | 0 | 0 | 0.21287 | 345.5114 | 0.10644 | 0 | 0 | 0.21287
2017-12-26 16:00 | 302.8579 | 0.9027 |  | 323.5269 | 0.058751 | 0 | 0 | 0.1175 | 333.0955 | 0.079506 | 0 | 0 | 0.15901 | 340.4073 | 0.095365 | 0 | 0 | 0.19073 | 340.5879 | 0.095757 | 0 | 0 | 0.19151 | 340.8587 | 0.096344 | 0 | 0 | 0.19269 | 341.1295 | 0.096931 | 0 | 0 | 0.19386 | 341.4003 | 0.097519 | 0 | 0 | 0.19504 | 341.6711 | 0.098106 | 0 | 0 | 0.19621 | 341.9419 | 0.098694 | 0 | 0 | 0.19739 | 342.2127 | 0.099281 | 0 | 0 | 0.19856 | 342.4835 | 0.099868 | 0 | 0 | 0.19974 | 342.6641 | 0.10026 | 0 | 0 | 0.20052 | 342.9349 | 0.10085 | 0 | 0 | 0.20169 | 343.2057 | 0.10143 | 0 | 0 | 0.20287 | 343.4765 | 0.10202 | 0 | 0 | 0.20404 | 343.657 | 0.10241 | 0 | 0 | 0.20483 | 343.9279 | 0.103 | 0 | 0 | 0.206 | 344.1084 | 0.10339 | 0 | 0 | 0.20679 | 344.2889 | 0.10378 | 0 | 0 | 0.20757 | 344.5597 | 0.10437 | 0 | 0 | 0.20874 | 344.7403 | 0.10476 | 0 | 0 | 0.20953 | 345.0111 | 0.10535 | 0 | 0 | 0.2107 | 345.1916 | 0.10574 | 0 | 0 | 0.21148 | 345.4624 | 0.10633 | 0 | 0 | 0.21266 | 345.643 | 0.10672 | 0 | 0 | 0.21344 | 345.643 | 0.10672 | 0 | 0 | 0.21344
2017-12-26 17:00 | 310.4473 | 0.92532 |  | 331.6342 | 0.076336 | 0 | 0 | 0.15267 | 341.4426 | 0.097611 | 0 | 0 | 0.19522 | 348.9377 | 0.11387 | 0 | 0 | 0.22773 | 349.1227 | 0.11427 | 0 | 0 | 0.22854 | 349.4003 | 0.11487 | 0 | 0 | 0.22974 | 349.6779 | 0.11547 | 0 | 0 | 0.23095 | 349.9555 | 0.11608 | 0 | 0 | 0.23215 | 350.2331 | 0.11668 | 0 | 0 | 0.23335 | 350.5107 | 0.11728 | 0 | 0 | 0.23456 | 350.7883 | 0.11788 | 0 | 0 | 0.23576 | 351.0659 | 0.11848 | 0 | 0 | 0.23697 | 351.251 | 0.11888 | 0 | 0 | 0.23777 | 351.5285 | 0.11949 | 0 | 0 | 0.23897 | 351.8061 | 0.12009 | 0 | 0 | 0.24018 | 352.0837 | 0.12069 | 0 | 0 | 0.24138 | 352.2688 | 0.12109 | 0 | 0 | 0.24219 | 352.5464 | 0.12169 | 0 | 0 | 0.24339 | 352.7315 | 0.1221 | 0 | 0 | 0.24419 | 352.9165 | 0.1225 | 0 | 0 | 0.245 | 353.1941 | 0.1231 | 0 | 0 | 0.2462 | 353.3792 | 0.1235 | 0 | 0 | 0.247 | 353.6568 | 0.1241 | 0 | 0 | 0.24821 | 353.8418 | 0.1245 | 0 | 0 | 0.24901 | 354.1194 | 0.12511 | 0 | 0 | 0.25021 | 354.3045 | 0.12551 | 0 | 0 | 0.25102 | 354.3045 | 0.12551 | 0 | 0 | 0.25102
2017-12-26 18:00 | 310.6252 | 0.92585 |  | 331.8243 | 0.076749 | 0 | 0 | 0.1535 | 341.6383 | 0.098035 | 0 | 0 | 0.19607 | 349.1377 | 0.1143 | 0 | 0 | 0.2286 | 349.3228 | 0.1147 | 0 | 0 | 0.22941 | 349.6006 | 0.11531 | 0 | 0 | 0.23061 | 349.8783 | 0.11591 | 0 | 0 | 0.23182 | 350.1561 | 0.11651 | 0 | 0 | 0.23302 | 350.4338 | 0.11711 | 0 | 0 | 0.23423 | 350.7116 | 0.11772 | 0 | 0 | 0.23543 | 350.9894 | 0.11832 | 0 | 0 | 0.23664 | 351.2671 | 0.11892 | 0 | 0 | 0.23784 | 351.4523 | 0.11932 | 0 | 0 | 0.23864 | 351.73 | 0.11992 | 0 | 0 | 0.23985 | 352.0078 | 0.12053 | 0 | 0 | 0.24105 | 352.2855 | 0.12113 | 0 | 0 | 0.24226 | 352.4707 | 0.12153 | 0 | 0 | 0.24306 | 352.7485 | 0.12213 | 0 | 0 | 0.24427 | 352.9336 | 0.12253 | 0 | 0 | 0.24507 | 353.1188 | 0.12294 | 0 | 0 | 0.24587 | 353.3966 | 0.12354 | 0 | 0 | 0.24708 | 353.5817 | 0.12394 | 0 | 0 | 0.24788 | 353.8595 | 0.12454 | 0 | 0 | 0.24909 | 354.0447 | 0.12494 | 0 | 0 | 0.24989 | 354.3224 | 0.12555 | 0 | 0 | 0.25109 | 354.5076 | 0.12595 | 0 | 0 | 0.2519 | 354.5076 | 0.12595 | 0 | 0 | 0.2519
2017-12-26 19:00 | 312.8553 | 0.9325 |  | 334.2065 | 0.081916 | 0 | 0 | 0.16383 | 344.091 | 0.10336 | 0 | 0 | 0.20671 | 351.6442 | 0.11974 | 0 | 0 | 0.23948 | 351.8307 | 0.12014 | 0 | 0 | 0.24028 | 352.1105 | 0.12075 | 0 | 0 | 0.2415 | 352.3902 | 0.12136 | 0 | 0 | 0.24271 | 352.67 | 0.12196 | 0 | 0 | 0.24393 | 352.9497 | 0.12257 | 0 | 0 | 0.24514 | 353.2295 | 0.12318 | 0 | 0 | 0.24635 | 353.5092 | 0.12378 | 0 | 0 | 0.24757 | 353.789 | 0.12439 | 0 | 0 | 0.24878 | 353.9755 | 0.12479 | 0 | 0 | 0.24959 | 354.2552 | 0.1254 | 0 | 0 | 0.2508 | 354.535 | 0.12601 | 0 | 0 | 0.25202 | 354.8147 | 0.12661 | 0 | 0 | 0.25323 | 355.0012 | 0.12702 | 0 | 0 | 0.25404 | 355.281 | 0.12763 | 0 | 0 | 0.25525 | 355.4675 | 0.12803 | 0 | 0 | 0.25606 | 355.654 | 0.12844 | 0 | 0 | 0.25687 | 355.9337 | 0.12904 | 0 | 0 | 0.25808 | 356.1202 | 0.12945 | 0 | 0 | 0.25889 | 356.4 | 0.13005 | 0 | 0 | 0.26011 | 356.5865 | 0.13046 | 0 | 0 | 0.26092 | 356.8662 | 0.13106 | 0 | 0 | 0.26213 | 357.0527 | 0.13147 | 0 | 0 | 0.26294 | 357.0527 | 0.13147 | 0 | 0 | 0.26294
2017-12-26 20:00 | 303.1019 | 0.90343 |  | 323.7876 | 0.059317 | 0 | 0 | 0.11863 | 333.3639 | 0.080088 | 0 | 0 | 0.16018 | 340.6816 | 0.09596 | 0 | 0 | 0.19192 | 340.8623 | 0.096352 | 0 | 0 | 0.1927 | 341.1333 | 0.09694 | 0 | 0 | 0.19388 | 341.4043 | 0.097528 | 0 | 0 | 0.19506 | 341.6754 | 0.098116 | 0 | 0 | 0.19623 | 341.9464 | 0.098703 | 0 | 0 | 0.19741 | 342.2174 | 0.099291 | 0 | 0 | 0.19858 | 342.4885 | 0.099879 | 0 | 0 | 0.19976 | 342.7595 | 0.10047 | 0 | 0 | 0.20093 | 342.9402 | 0.10086 | 0 | 0 | 0.20172 | 343.2112 | 0.10145 | 0 | 0 | 0.20289 | 343.4822 | 0.10203 | 0 | 0 | 0.20407 | 343.7533 | 0.10262 | 0 | 0 | 0.20524 | 343.9339 | 0.10301 | 0 | 0 | 0.20603 | 344.205 | 0.1036 | 0 | 0 | 0.2072 | 344.3856 | 0.10399 | 0 | 0 | 0.20799 | 344.5663 | 0.10439 | 0 | 0 | 0.20877 | 344.8374 | 0.10497 | 0 | 0 | 0.20995 | 345.018 | 0.10537 | 0 | 0 | 0.21073 | 345.2891 | 0.10595 | 0 | 0 | 0.21191 | 345.4698 | 0.10635 | 0 | 0 | 0.21269 | 345.7408 | 0.10693 | 0 | 0 | 0.21387 | 345.9215 | 0.10733 | 0 | 0 | 0.21465 | 345.9215 | 0.10733 | 0 | 0 | 0.21465
2017-12-26 21:00 | 301.9801 | 0.90008 |  | 322.5892 | 0.056718 | 0 | 0 | 0.11344 | 332.13 | 0.077412 | 0 | 0 | 0.15482 | 339.4207 | 0.093225 | 0 | 0 | 0.18645 | 339.6007 | 0.093616 | 0 | 0 | 0.18723 | 339.8707 | 0.094201 | 0 | 0 | 0.1884 | 340.1407 | 0.094787 | 0 | 0 | 0.18957 | 340.4108 | 0.095373 | 0 | 0 | 0.19075 | 340.6808 | 0.095958 | 0 | 0 | 0.19192 | 340.9508 | 0.096544 | 0 | 0 | 0.19309 | 341.2208 | 0.09713 | 0 | 0 | 0.19426 | 341.4909 | 0.097715 | 0 | 0 | 0.19543 | 341.6709 | 0.098106 | 0 | 0 | 0.19621 | 341.9409 | 0.098691 | 0 | 0 | 0.19738 | 342.2109 | 0.099277 | 0 | 0 | 0.19855 | 342.481 | 0.099863 | 0 | 0 | 0.19973 | 342.661 | 0.10025 | 0 | 0 | 0.20051 | 342.931 | 0.10084 | 0 | 0 | 0.20168 | 343.111 | 0.10123 | 0 | 0 | 0.20246 | 343.291 | 0.10162 | 0 | 0 | 0.20324 | 343.5611 | 0.10221 | 0 | 0 | 0.20441 | 343.7411 | 0.1026 | 0 | 0 | 0.20519 | 344.0111 | 0.10318 | 0 | 0 | 0.20636 | 344.1911 | 0.10357 | 0 | 0 | 0.20714 | 344.4611 | 0.10416 | 0 | 0 | 0.20832 | 344.6412 | 0.10455 | 0 | 0 | 0.2091 | 344.6412 | 0.10455 | 0 | 0 | 0.2091
2017-12-26 22:00 | 305.307 | 0.91 |  | 326.1431 | 0.064426 | 0 | 0 | 0.12885 | 335.7891 | 0.085348 | 0 | 0 | 0.1707 | 343.1601 | 0.10134 | 0 | 0 | 0.20267 | 343.3421 | 0.10173 | 0 | 0 | 0.20346 | 343.6151 | 0.10232 | 0 | 0 | 0.20465 | 343.8881 | 0.10291 | 0 | 0 | 0.20583 | 344.1611 | 0.10351 | 0 | 0 | 0.20701 | 344.4341 | 0.1041 | 0 | 0 | 0.2082 | 344.7071 | 0.10469 | 0 | 0 | 0.20938 | 344.9801 | 0.10528 | 0 | 0 | 0.21057 | 345.2531 | 0.10588 | 0 | 0 | 0.21175 | 345.4351 | 0.10627 | 0 | 0 | 0.21254 | 345.7081 | 0.10686 | 0 | 0 | 0.21372 | 345.9811 | 0.10745 | 0 | 0 | 0.21491 | 346.2541 | 0.10805 | 0 | 0 | 0.21609 | 346.4361 | 0.10844 | 0 | 0 | 0.21688 | 346.7091 | 0.10903 | 0 | 0 | 0.21807 | 346.8911 | 0.10943 | 0 | 0 | 0.21886 | 347.0731 | 0.10982 | 0 | 0 | 0.21965 | 347.3461 | 0.11042 | 0 | 0 | 0.22083 | 347.5281 | 0.11081 | 0 | 0 | 0.22162 | 347.8011 | 0.1114 | 0 | 0 | 0.2228 | 347.9831 | 0.1118 | 0 | 0 | 0.22359 | 348.2561 | 0.11239 | 0 | 0 | 0.22478 | 348.4381 | 0.11278 | 0 | 0 | 0.22557 | 348.4381 | 0.11278 | 0 | 0 | 0.22557
2017-12-26 23:00 | 308.9608 | 0.92089 |  | 330.0463 | 0.072892 | 0 | 0 | 0.14578 | 339.8077 | 0.094065 | 0 | 0 | 0.18813 | 347.2669 | 0.11024 | 0 | 0 | 0.22049 | 347.4511 | 0.11064 | 0 | 0 | 0.22129 | 347.7273 | 0.11124 | 0 | 0 | 0.22248 | 348.0036 | 0.11184 | 0 | 0 | 0.22368 | 348.2799 | 0.11244 | 0 | 0 | 0.22488 | 348.5561 | 0.11304 | 0 | 0 | 0.22608 | 348.8324 | 0.11364 | 0 | 0 | 0.22728 | 349.1087 | 0.11424 | 0 | 0 | 0.22848 | 349.3849 | 0.11484 | 0 | 0 | 0.22968 | 349.5691 | 0.11524 | 0 | 0 | 0.23047 | 349.8454 | 0.11584 | 0 | 0 | 0.23167 | 350.1216 | 0.11644 | 0 | 0 | 0.23287 | 350.3979 | 0.11703 | 0 | 0 | 0.23407 | 350.5821 | 0.11743 | 0 | 0 | 0.23487 | 350.8584 | 0.11803 | 0 | 0 | 0.23607 | 351.0425 | 0.11843 | 0 | 0 | 0.23687 | 351.2267 | 0.11883 | 0 | 0 | 0.23766 | 351.503 | 0.11943 | 0 | 0 | 0.23886 | 351.6872 | 0.11983 | 0 | 0 | 0.23966 | 351.9634 | 0.12043 | 0 | 0 | 0.24086 | 352.1476 | 0.12083 | 0 | 0 | 0.24166 | 352.4239 | 0.12143 | 0 | 0 | 0.24286 | 352.608 | 0.12183 | 0 | 0 | 0.24366 | 352.608 | 0.12183 | 0 | 0 | 0.24366
2017-12-27 | 304.1297 | 0.90649 |  | 324.8855 | 0.061698 | 0 | 0 | 0.1234 | 334.4943 | 0.08254 | 0 | 0 | 0.16508 | 341.8368 | 0.098466 | 0 | 0 | 0.19693 | 342.0181 | 0.098859 | 0 | 0 | 0.19772 | 342.2901 | 0.099449 | 0 | 0 | 0.1989 | 342.562 | 0.10004 | 0 | 0 | 0.20008 | 342.8339 | 0.10063 | 0 | 0 | 0.20126 | 343.1059 | 0.10122 | 0 | 0 | 0.20244 | 343.3778 | 0.10181 | 0 | 0 | 0.20362 | 343.6498 | 0.1024 | 0 | 0 | 0.2048 | 343.9217 | 0.10299 | 0 | 0 | 0.20598 | 344.103 | 0.10338 | 0 | 0 | 0.20676 | 344.375 | 0.10397 | 0 | 0 | 0.20794 | 344.6469 | 0.10456 | 0 | 0 | 0.20912 | 344.9189 | 0.10515 | 0 | 0 | 0.2103 | 345.1002 | 0.10554 | 0 | 0 | 0.21109 | 345.3721 | 0.10613 | 0 | 0 | 0.21227 | 345.5534 | 0.10653 | 0 | 0 | 0.21305 | 345.7347 | 0.10692 | 0 | 0 | 0.21384 | 346.0067 | 0.10751 | 0 | 0 | 0.21502 | 346.188 | 0.1079 | 0 | 0 | 0.21581 | 346.4599 | 0.10849 | 0 | 0 | 0.21699 | 346.6412 | 0.10889 | 0 | 0 | 0.21777 | 346.9131 | 0.10948 | 0 | 0 | 0.21895 | 347.0944 | 0.10987 | 0 | 0 | 0.21974 | 347.0944 | 0.10987 | 0 | 0 | 0.21974
2017-12-27 01:00 | 301.3506 | 0.89821 |  | 321.9167 | 0.055259 | 0 | 0 | 0.11052 | 331.4377 | 0.07591 | 0 | 0 | 0.15182 | 338.7132 | 0.09169 | 0 | 0 | 0.18338 | 338.8928 | 0.09208 | 0 | 0 | 0.18416 | 339.1623 | 0.092665 | 0 | 0 | 0.18533 | 339.4317 | 0.093249 | 0 | 0 | 0.1865 | 339.7012 | 0.093833 | 0 | 0 | 0.18767 | 339.9706 | 0.094418 | 0 | 0 | 0.18884 | 340.2401 | 0.095002 | 0 | 0 | 0.19 | 340.5096 | 0.095587 | 0 | 0 | 0.19117 | 340.779 | 0.096171 | 0 | 0 | 0.19234 | 340.9587 | 0.096561 | 0 | 0 | 0.19312 | 341.2281 | 0.097145 | 0 | 0 | 0.19429 | 341.4976 | 0.09773 | 0 | 0 | 0.19546 | 341.767 | 0.098314 | 0 | 0 | 0.19663 | 341.9467 | 0.098704 | 0 | 0 | 0.19741 | 342.2162 | 0.099288 | 0 | 0 | 0.19858 | 342.3958 | 0.099678 | 0 | 0 | 0.19936 | 342.5754 | 0.10007 | 0 | 0 | 0.20014 | 342.8449 | 0.10065 | 0 | 0 | 0.2013 | 343.0245 | 0.10104 | 0 | 0 | 0.20208 | 343.294 | 0.10163 | 0 | 0 | 0.20325 | 343.4736 | 0.10202 | 0 | 0 | 0.20403 | 343.7431 | 0.1026 | 0 | 0 | 0.2052 | 343.9227 | 0.10299 | 0 | 0 | 0.20598 | 343.9227 | 0.10299 | 0 | 0 | 0.20598
2017-12-27 02:00 | 302.2002 | 0.90074 |  | 322.8242 | 0.057227 | 0 | 0 | 0.11445 | 332.3721 | 0.077937 | 0 | 0 | 0.15587 | 339.668 | 0.093762 | 0 | 0 | 0.18752 | 339.8482 | 0.094152 | 0 | 0 | 0.1883 | 340.1184 | 0.094738 | 0 | 0 | 0.18948 | 340.3886 | 0.095325 | 0 | 0 | 0.19065 | 340.6588 | 0.095911 | 0 | 0 | 0.19182 | 340.9291 | 0.096497 | 0 | 0 | 0.19299 | 341.1993 | 0.097083 | 0 | 0 | 0.19417 | 341.4695 | 0.097669 | 0 | 0 | 0.19534 | 341.7397 | 0.098255 | 0 | 0 | 0.19651 | 341.9199 | 0.098646 | 0 | 0 | 0.19729 | 342.1901 | 0.099232 | 0 | 0 | 0.19846 | 342.4603 | 0.099818 | 0 | 0 | 0.19964 | 342.7305 | 0.1004 | 0 | 0 | 0.20081 | 342.9107 | 0.10079 | 0 | 0 | 0.20159 | 343.1809 | 0.10138 | 0 | 0 | 0.20276 | 343.3611 | 0.10177 | 0 | 0 | 0.20354 | 343.5412 | 0.10216 | 0 | 0 | 0.20433 | 343.8114 | 0.10275 | 0 | 0 | 0.2055 | 343.9916 | 0.10314 | 0 | 0 | 0.20628 | 344.2618 | 0.10373 | 0 | 0 | 0.20745 | 344.4419 | 0.10412 | 0 | 0 | 0.20823 | 344.7122 | 0.1047 | 0 | 0 | 0.2094 | 344.8923 | 0.10509 | 0 | 0 | 0.21019 | 344.8923 | 0.10509 | 0 | 0 | 0.21019
2017-12-27 03:00 | 299.1637 | 0.89169 |  | 319.5806 | 0.050192 | 0 | 0 | 0.10038 | 329.0325 | 0.070693 | 0 | 0 | 0.14139 | 336.2551 | 0.086359 | 0 | 0 | 0.17272 | 336.4335 | 0.086746 | 0 | 0 | 0.17349 | 336.701 | 0.087326 | 0 | 0 | 0.17465 | 336.9685 | 0.087906 | 0 | 0 | 0.17581 | 337.236 | 0.088486 | 0 | 0 | 0.17697 | 337.5035 | 0.089067 | 0 | 0 | 0.17813 | 337.771 | 0.089647 | 0 | 0 | 0.17929 | 338.0385 | 0.090227 | 0 | 0 | 0.18045 | 338.306 | 0.090807 | 0 | 0 | 0.18161 | 338.4843 | 0.091194 | 0 | 0 | 0.18239 | 338.7518 | 0.091774 | 0 | 0 | 0.18355 | 339.0194 | 0.092355 | 0 | 0 | 0.18471 | 339.2869 | 0.092935 | 0 | 0 | 0.18587 | 339.4652 | 0.093322 | 0 | 0 | 0.18664 | 339.7327 | 0.093902 | 0 | 0 | 0.1878 | 339.911 | 0.094289 | 0 | 0 | 0.18858 | 340.0894 | 0.094675 | 0 | 0 | 0.18935 | 340.3569 | 0.095256 | 0 | 0 | 0.19051 | 340.5352 | 0.095643 | 0 | 0 | 0.19129 | 340.8027 | 0.096223 | 0 | 0 | 0.19245 | 340.9811 | 0.09661 | 0 | 0 | 0.19322 | 341.2486 | 0.09719 | 0 | 0 | 0.19438 | 341.4269 | 0.097577 | 0 | 0 | 0.19515 | 341.4269 | 0.097577 | 0 | 0 | 0.19515
2017-12-27 04:00 | 288.389 | 0.85957 |  | 308.0705 | 0.025227 | 0 | 0 | 0.050453 | 317.182 | 0.044989 | 0 | 0 | 0.089979 | 324.1445 | 0.060091 | 0 | 0 | 0.12018 | 324.3164 | 0.060464 | 0 | 0 | 0.12093 | 324.5743 | 0.061023 | 0 | 0 | 0.12205 | 324.8322 | 0.061583 | 0 | 0 | 0.12317 | 325.09 | 0.062142 | 0 | 0 | 0.12428 | 325.3479 | 0.062701 | 0 | 0 | 0.1254 | 325.6058 | 0.063261 | 0 | 0 | 0.12652 | 325.8637 | 0.06382 | 0 | 0 | 0.12764 | 326.1215 | 0.064379 | 0 | 0 | 0.12876 | 326.2934 | 0.064752 | 0 | 0 | 0.1295 | 326.5513 | 0.065311 | 0 | 0 | 0.13062 | 326.8092 | 0.065871 | 0 | 0 | 0.13174 | 327.0671 | 0.06643 | 0 | 0 | 0.13286 | 327.239 | 0.066803 | 0 | 0 | 0.13361 | 327.4968 | 0.067362 | 0 | 0 | 0.13472 | 327.6688 | 0.067735 | 0 | 0 | 0.13547 | 327.8407 | 0.068108 | 0 | 0 | 0.13622 | 328.0985 | 0.068667 | 0 | 0 | 0.13733 | 328.2705 | 0.06904 | 0 | 0 | 0.13808 | 328.5283 | 0.0696 | 0 | 0 | 0.1392 | 328.7002 | 0.069972 | 0 | 0 | 0.13994 | 328.9581 | 0.070532 | 0 | 0 | 0.14106 | 329.13 | 0.070905 | 0 | 0 | 0.14181 | 329.13 | 0.070905 | 0 | 0 | 0.14181
2017-12-27 05:00 | 292.6703 | 0.87233 |  | 312.644 | 0.035146 | 0 | 0 | 0.070293 | 321.8907 | 0.055203 | 0 | 0 | 0.11041 | 328.9566 | 0.070528 | 0 | 0 | 0.14106 | 329.1311 | 0.070907 | 0 | 0 | 0.14181 | 329.3927 | 0.071475 | 0 | 0 | 0.14295 | 329.6544 | 0.072042 | 0 | 0 | 0.14408 | 329.9161 | 0.07261 | 0 | 0 | 0.14522 | 330.1778 | 0.073177 | 0 | 0 | 0.14635 | 330.4395 | 0.073745 | 0 | 0 | 0.14749 | 330.7012 | 0.074313 | 0 | 0 | 0.14863 | 330.9629 | 0.07488 | 0 | 0 | 0.14976 | 331.1374 | 0.075259 | 0 | 0 | 0.15052 | 331.3991 | 0.075826 | 0 | 0 | 0.15165 | 331.6608 | 0.076394 | 0 | 0 | 0.15279 | 331.9225 | 0.076962 | 0 | 0 | 0.15392 | 332.097 | 0.07734 | 0 | 0 | 0.15468 | 332.3587 | 0.077908 | 0 | 0 | 0.15582 | 332.5331 | 0.078286 | 0 | 0 | 0.15657 | 332.7076 | 0.078664 | 0 | 0 | 0.15733 | 332.9693 | 0.079232 | 0 | 0 | 0.15846 | 333.1438 | 0.07961 | 0 | 0 | 0.15922 | 333.4055 | 0.080178 | 0 | 0 | 0.16036 | 333.5799 | 0.080557 | 0 | 0 | 0.16111 | 333.8416 | 0.081124 | 0 | 0 | 0.16225 | 334.0161 | 0.081503 | 0 | 0 | 0.16301 | 334.0161 | 0.081503 | 0 | 0 | 0.16301
2017-12-27 06:00 | 294.0653 | 0.87649 |  | 314.1342 | 0.038379 | 0 | 0 | 0.076757 | 323.425 | 0.05853 | 0 | 0 | 0.11706 | 330.5246 | 0.073929 | 0 | 0 | 0.14786 | 330.6999 | 0.07431 | 0 | 0 | 0.14862 | 330.9628 | 0.07488 | 0 | 0 | 0.14976 | 331.2257 | 0.07545 | 0 | 0 | 0.1509 | 331.4887 | 0.076021 | 0 | 0 | 0.15204 | 331.7516 | 0.076591 | 0 | 0 | 0.15318 | 332.0146 | 0.077161 | 0 | 0 | 0.15432 | 332.2775 | 0.077732 | 0 | 0 | 0.15546 | 332.5405 | 0.078302 | 0 | 0 | 0.1566 | 332.7158 | 0.078682 | 0 | 0 | 0.15736 | 332.9787 | 0.079252 | 0 | 0 | 0.1585 | 333.2417 | 0.079823 | 0 | 0 | 0.15965 | 333.5046 | 0.080393 | 0 | 0 | 0.16079 | 333.6799 | 0.080773 | 0 | 0 | 0.16155 | 333.9429 | 0.081344 | 0 | 0 | 0.16269 | 334.1182 | 0.081724 | 0 | 0 | 0.16345 | 334.2935 | 0.082104 | 0 | 0 | 0.16421 | 334.5564 | 0.082674 | 0 | 0 | 0.16535 | 334.7317 | 0.083055 | 0 | 0 | 0.16611 | 334.9947 | 0.083625 | 0 | 0 | 0.16725 | 335.17 | 0.084005 | 0 | 0 | 0.16801 | 335.4329 | 0.084576 | 0 | 0 | 0.16915 | 335.6082 | 0.084956 | 0 | 0 | 0.16991 | 335.6082 | 0.084956 | 0 | 0 | 0.16991
2017-12-27 07:00 | 302.1603 | 0.90062 |  | 322.7817 | 0.057135 | 0 | 0 | 0.11427 | 332.3282 | 0.077842 | 0 | 0 | 0.15568 | 339.6232 | 0.093664 | 0 | 0 | 0.18733 | 339.8034 | 0.094055 | 0 | 0 | 0.18811 | 340.0736 | 0.094641 | 0 | 0 | 0.18928 | 340.3437 | 0.095227 | 0 | 0 | 0.19045 | 340.6139 | 0.095813 | 0 | 0 | 0.19163 | 340.8841 | 0.096399 | 0 | 0 | 0.1928 | 341.1543 | 0.096985 | 0 | 0 | 0.19397 | 341.4245 | 0.097571 | 0 | 0 | 0.19514 | 341.6947 | 0.098157 | 0 | 0 | 0.19631 | 341.8748 | 0.098548 | 0 | 0 | 0.1971 | 342.145 | 0.099134 | 0 | 0 | 0.19827 | 342.4152 | 0.09972 | 0 | 0 | 0.19944 | 342.6854 | 0.10031 | 0 | 0 | 0.20061 | 342.8655 | 0.1007 | 0 | 0 | 0.20139 | 343.1357 | 0.10128 | 0 | 0 | 0.20257 | 343.3158 | 0.10167 | 0 | 0 | 0.20335 | 343.4959 | 0.10206 | 0 | 0 | 0.20413 | 343.7661 | 0.10265 | 0 | 0 | 0.2053 | 343.9462 | 0.10304 | 0 | 0 | 0.20608 | 344.2164 | 0.10363 | 0 | 0 | 0.20725 | 344.3965 | 0.10402 | 0 | 0 | 0.20804 | 344.6667 | 0.1046 | 0 | 0 | 0.20921 | 344.8468 | 0.10499 | 0 | 0 | 0.20999 | 344.8468 | 0.10499 | 0 | 0 | 0.20999
2017-12-27 08:00 | 298.032 | 0.88831 |  | 318.3716 | 0.04757 | 0 | 0 | 0.095139 | 327.7878 | 0.067993 | 0 | 0 | 0.13599 | 334.9831 | 0.0836 | 0 | 0 | 0.1672 | 335.1608 | 0.083985 | 0 | 0 | 0.16797 | 335.4273 | 0.084563 | 0 | 0 | 0.16913 | 335.6937 | 0.085141 | 0 | 0 | 0.17028 | 335.9602 | 0.085719 | 0 | 0 | 0.17144 | 336.2267 | 0.086297 | 0 | 0 | 0.17259 | 336.4932 | 0.086875 | 0 | 0 | 0.17375 | 336.7597 | 0.087453 | 0 | 0 | 0.17491 | 337.0262 | 0.088032 | 0 | 0 | 0.17606 | 337.2039 | 0.088417 | 0 | 0 | 0.17683 | 337.4704 | 0.088995 | 0 | 0 | 0.17799 | 337.7369 | 0.089573 | 0 | 0 | 0.17915 | 338.0034 | 0.090151 | 0 | 0 | 0.1803 | 338.181 | 0.090536 | 0 | 0 | 0.18107 | 338.4475 | 0.091114 | 0 | 0 | 0.18223 | 338.6252 | 0.0915 | 0 | 0 | 0.183 | 338.8028 | 0.091885 | 0 | 0 | 0.18377 | 339.0693 | 0.092463 | 0 | 0 | 0.18493 | 339.247 | 0.092848 | 0 | 0 | 0.1857 | 339.5135 | 0.093426 | 0 | 0 | 0.18685 | 339.6912 | 0.093812 | 0 | 0 | 0.18762 | 339.9577 | 0.09439 | 0 | 0 | 0.18878 | 340.1353 | 0.094775 | 0 | 0 | 0.18955 | 340.1353 | 0.094775 | 0 | 0 | 0.18955
2017-12-27 09:00 | 299.2427 | 0.89192 |  | 319.665 | 0.050375 | 0 | 0 | 0.10075 | 329.1194 | 0.070882 | 0 | 0 | 0.14176 | 336.3439 | 0.086552 | 0 | 0 | 0.1731 | 336.5223 | 0.086939 | 0 | 0 | 0.17388 | 336.7899 | 0.087519 | 0 | 0 | 0.17504 | 337.0575 | 0.088099 | 0 | 0 | 0.1762 | 337.325 | 0.08868 | 0 | 0 | 0.17736 | 337.5926 | 0.08926 | 0 | 0 | 0.17852 | 337.8602 | 0.08984 | 0 | 0 | 0.17968 | 338.1278 | 0.090421 | 0 | 0 | 0.18084 | 338.3953 | 0.091001 | 0 | 0 | 0.182 | 338.5737 | 0.091388 | 0 | 0 | 0.18278 | 338.8413 | 0.091968 | 0 | 0 | 0.18394 | 339.1089 | 0.092549 | 0 | 0 | 0.1851 | 339.3765 | 0.093129 | 0 | 0 | 0.18626 | 339.5548 | 0.093516 | 0 | 0 | 0.18703 | 339.8224 | 0.094096 | 0 | 0 | 0.18819 | 340.0008 | 0.094483 | 0 | 0 | 0.18897 | 340.1792 | 0.09487 | 0 | 0 | 0.18974 | 340.4468 | 0.095451 | 0 | 0 | 0.1909 | 340.6252 | 0.095838 | 0 | 0 | 0.19168 | 340.8927 | 0.096418 | 0 | 0 | 0.19284 | 341.0711 | 0.096805 | 0 | 0 | 0.19361 | 341.3387 | 0.097385 | 0 | 0 | 0.19477 | 341.5171 | 0.097772 | 0 | 0 | 0.19554 | 341.5171 | 0.097772 | 0 | 0 | 0.19554
2017-12-27 10:00 | 295.7671 | 0.88156 |  | 315.9521 | 0.042322 | 0 | 0 | 0.084644 | 325.2967 | 0.06259 | 0 | 0 | 0.12518 | 332.4374 | 0.078078 | 0 | 0 | 0.15616 | 332.6137 | 0.078461 | 0 | 0 | 0.15692 | 332.8782 | 0.079034 | 0 | 0 | 0.15807 | 333.1426 | 0.079608 | 0 | 0 | 0.15922 | 333.4071 | 0.080182 | 0 | 0 | 0.16036 | 333.6716 | 0.080755 | 0 | 0 | 0.16151 | 333.936 | 0.081329 | 0 | 0 | 0.16266 | 334.2005 | 0.081903 | 0 | 0 | 0.16381 | 334.465 | 0.082476 | 0 | 0 | 0.16495 | 334.6413 | 0.082859 | 0 | 0 | 0.16572 | 334.9058 | 0.083432 | 0 | 0 | 0.16686 | 335.1702 | 0.084006 | 0 | 0 | 0.16801 | 335.4347 | 0.084579 | 0 | 0 | 0.16916 | 335.611 | 0.084962 | 0 | 0 | 0.16992 | 335.8755 | 0.085536 | 0 | 0 | 0.17107 | 336.0518 | 0.085918 | 0 | 0 | 0.17184 | 336.2281 | 0.0863 | 0 | 0 | 0.1726 | 336.4926 | 0.086874 | 0 | 0 | 0.17375 | 336.6689 | 0.087256 | 0 | 0 | 0.17451 | 336.9333 | 0.08783 | 0 | 0 | 0.17566 | 337.1097 | 0.088212 | 0 | 0 | 0.17642 | 337.3741 | 0.088786 | 0 | 0 | 0.17757 | 337.5504 | 0.089169 | 0 | 0 | 0.17834 | 337.5504 | 0.089169 | 0 | 0 | 0.17834
2017-12-27 11:00 | 292.7475 | 0.87256 |  | 312.7265 | 0.035325 | 0 | 0 | 0.070651 | 321.9756 | 0.055387 | 0 | 0 | 0.11077 | 329.0434 | 0.070717 | 0 | 0 | 0.14143 | 329.2179 | 0.071095 | 0 | 0 | 0.14219 | 329.4797 | 0.071663 | 0 | 0 | 0.14333 | 329.7414 | 0.072231 | 0 | 0 | 0.14446 | 330.0032 | 0.072799 | 0 | 0 | 0.1456 | 330.265 | 0.073366 | 0 | 0 | 0.14673 | 330.5267 | 0.073934 | 0 | 0 | 0.14787 | 330.7885 | 0.074502 | 0 | 0 | 0.149 | 331.0503 | 0.07507 | 0 | 0 | 0.15014 | 331.2248 | 0.075448 | 0 | 0 | 0.1509 | 331.4866 | 0.076016 | 0 | 0 | 0.15203 | 331.7483 | 0.076584 | 0 | 0 | 0.15317 | 332.0101 | 0.077152 | 0 | 0 | 0.1543 | 332.1846 | 0.07753 | 0 | 0 | 0.15506 | 332.4464 | 0.078098 | 0 | 0 | 0.1562 | 332.6209 | 0.078476 | 0 | 0 | 0.15695 | 332.7954 | 0.078855 | 0 | 0 | 0.15771 | 333.0572 | 0.079423 | 0 | 0 | 0.15885 | 333.2317 | 0.079801 | 0 | 0 | 0.1596 | 333.4934 | 0.080369 | 0 | 0 | 0.16074 | 333.668 | 0.080747 | 0 | 0 | 0.16149 | 333.9297 | 0.081315 | 0 | 0 | 0.16263 | 334.1042 | 0.081694 | 0 | 0 | 0.16339 | 334.1042 | 0.081694 | 0 | 0 | 0.16339
2017-12-27 12:00 | 296.0063 | 0.88228 |  | 316.2077 | 0.042876 | 0 | 0 | 0.085752 | 325.5598 | 0.063161 | 0 | 0 | 0.12632 | 332.7062 | 0.078661 | 0 | 0 | 0.15732 | 332.8827 | 0.079044 | 0 | 0 | 0.15809 | 333.1474 | 0.079618 | 0 | 0 | 0.15924 | 333.4121 | 0.080192 | 0 | 0 | 0.16038 | 333.6767 | 0.080766 | 0 | 0 | 0.16153 | 333.9414 | 0.081341 | 0 | 0 | 0.16268 | 334.2061 | 0.081915 | 0 | 0 | 0.16383 | 334.4708 | 0.082489 | 0 | 0 | 0.16498 | 334.7355 | 0.083063 | 0 | 0 | 0.16613 | 334.9119 | 0.083446 | 0 | 0 | 0.16689 | 335.1766 | 0.08402 | 0 | 0 | 0.16804 | 335.4413 | 0.084594 | 0 | 0 | 0.16919 | 335.706 | 0.085168 | 0 | 0 | 0.17034 | 335.8824 | 0.085551 | 0 | 0 | 0.1711 | 336.1471 | 0.086125 | 0 | 0 | 0.17225 | 336.3236 | 0.086507 | 0 | 0 | 0.17301 | 336.5 | 0.08689 | 0 | 0 | 0.17378 | 336.7647 | 0.087464 | 0 | 0 | 0.17493 | 336.9412 | 0.087847 | 0 | 0 | 0.17569 | 337.2058 | 0.088421 | 0 | 0 | 0.17684 | 337.3823 | 0.088804 | 0 | 0 | 0.17761 | 337.647 | 0.089378 | 0 | 0 | 0.17876 | 337.8234 | 0.089761 | 0 | 0 | 0.17952 | 337.8234 | 0.089761 | 0 | 0 | 0.17952
2017-12-27 13:00 | 285.5155 | 0.85101 |  | 305.0009 | 0.018569 | 0 | 0 | 0.037137 | 314.0215 | 0.038134 | 0 | 0 | 0.076269 | 320.9147 | 0.053086 | 0 | 0 | 0.10617 | 321.0849 | 0.053455 | 0 | 0 | 0.10691 | 321.3402 | 0.054009 | 0 | 0 | 0.10802 | 321.5955 | 0.054562 | 0 | 0 | 0.10912 | 321.8508 | 0.055116 | 0 | 0 | 0.11023 | 322.1061 | 0.05567 | 0 | 0 | 0.11134 | 322.3614 | 0.056224 | 0 | 0 | 0.11245 | 322.6167 | 0.056777 | 0 | 0 | 0.11355 | 322.872 | 0.057331 | 0 | 0 | 0.11466 | 323.0422 | 0.0577 | 0 | 0 | 0.1154 | 323.2975 | 0.058254 | 0 | 0 | 0.11651 | 323.5528 | 0.058808 | 0 | 0 | 0.11762 | 323.8081 | 0.059361 | 0 | 0 | 0.11872 | 323.9783 | 0.059731 | 0 | 0 | 0.11946 | 324.2336 | 0.060284 | 0 | 0 | 0.12057 | 324.4038 | 0.060654 | 0 | 0 | 0.12131 | 324.574 | 0.061023 | 0 | 0 | 0.12205 | 324.8293 | 0.061576 | 0 | 0 | 0.12315 | 324.9995 | 0.061946 | 0 | 0 | 0.12389 | 325.2548 | 0.062499 | 0 | 0 | 0.125 | 325.425 | 0.062869 | 0 | 0 | 0.12574 | 325.6803 | 0.063422 | 0 | 0 | 0.12684 | 325.8505 | 0.063791 | 0 | 0 | 0.12758 | 325.8505 | 0.063791 | 0 | 0 | 0.12758
2017-12-27 14:00 | 278.0938 | 0.82889 |  | 297.0727 | 0.0013724 | 0 | 0 | 0.0027448 | 305.8589 | 0.02043 | 0 | 0 | 0.040859 | 312.5729 | 0.034992 | 0 | 0 | 0.069985 | 312.7387 | 0.035352 | 0 | 0 | 0.070704 | 312.9873 | 0.035891 | 0 | 0 | 0.071782 | 313.236 | 0.036431 | 0 | 0 | 0.072861 | 313.4847 | 0.03697 | 0 | 0 | 0.07394 | 313.7333 | 0.037509 | 0 | 0 | 0.075018 | 313.982 | 0.038049 | 0 | 0 | 0.076097 | 314.2307 | 0.038588 | 0 | 0 | 0.077176 | 314.4793 | 0.039127 | 0 | 0 | 0.078255 | 314.6451 | 0.039487 | 0 | 0 | 0.078974 | 314.8938 | 0.040026 | 0 | 0 | 0.080052 | 315.1424 | 0.040566 | 0 | 0 | 0.081131 | 315.3911 | 0.041105 | 0 | 0 | 0.08221 | 315.5569 | 0.041465 | 0 | 0 | 0.082929 | 315.8056 | 0.042004 | 0 | 0 | 0.084008 | 315.9713 | 0.042363 | 0 | 0 | 0.084727 | 316.1371 | 0.042723 | 0 | 0 | 0.085446 | 316.3858 | 0.043262 | 0 | 0 | 0.086525 | 316.5515 | 0.043622 | 0 | 0 | 0.087244 | 316.8002 | 0.044161 | 0 | 0 | 0.088323 | 316.966 | 0.044521 | 0 | 0 | 0.089042 | 317.2147 | 0.04506 | 0 | 0 | 0.09012 | 317.3804 | 0.04542 | 0 | 0 | 0.09084 | 317.3804 | 0.04542 | 0 | 0 | 0.09084
2017-12-27 15:00 | 280.6903 | 0.83662 |  | 299.8464 | 0.0073884 | 0 | 0 | 0.014777 | 308.7146 | 0.026624 | 0 | 0 | 0.053247 | 315.4912 | 0.041322 | 0 | 0 | 0.082644 | 315.6586 | 0.041685 | 0 | 0 | 0.08337 | 315.9096 | 0.042229 | 0 | 0 | 0.084459 | 316.1605 | 0.042774 | 0 | 0 | 0.085548 | 316.4115 | 0.043318 | 0 | 0 | 0.086637 | 316.6625 | 0.043863 | 0 | 0 | 0.087725 | 316.9135 | 0.044407 | 0 | 0 | 0.088814 | 317.1645 | 0.044951 | 0 | 0 | 0.089903 | 317.4155 | 0.045496 | 0 | 0 | 0.090992 | 317.5828 | 0.045859 | 0 | 0 | 0.091718 | 317.8338 | 0.046403 | 0 | 0 | 0.092806 | 318.0848 | 0.046948 | 0 | 0 | 0.093895 | 318.3358 | 0.047492 | 0 | 0 | 0.094984 | 318.5031 | 0.047855 | 0 | 0 | 0.09571 | 318.7541 | 0.048399 | 0 | 0 | 0.096799 | 318.9214 | 0.048762 | 0 | 0 | 0.097524 | 319.0887 | 0.049125 | 0 | 0 | 0.09825 | 319.3397 | 0.049669 | 0 | 0 | 0.099339 | 319.507 | 0.050032 | 0 | 0 | 0.10006 | 319.758 | 0.050577 | 0 | 0 | 0.10115 | 319.9254 | 0.05094 | 0 | 0 | 0.10188 | 320.1763 | 0.051484 | 0 | 0 | 0.10297 | 320.3437 | 0.051847 | 0 | 0 | 0.10369 | 320.3437 | 0.051847 | 0 | 0 | 0.10369
2017-12-27 16:00 | 289.8616 | 0.86396 |  | 309.6436 | 0.028639 | 0 | 0 | 0.057277 | 318.8016 | 0.048502 | 0 | 0 | 0.097005 | 325.7997 | 0.063681 | 0 | 0 | 0.12736 | 325.9725 | 0.064056 | 0 | 0 | 0.12811 | 326.2317 | 0.064618 | 0 | 0 | 0.12924 | 326.4909 | 0.06518 | 0 | 0 | 0.13036 | 326.7501 | 0.065743 | 0 | 0 | 0.13149 | 327.0093 | 0.066305 | 0 | 0 | 0.13261 | 327.2684 | 0.066867 | 0 | 0 | 0.13373 | 327.5276 | 0.067429 | 0 | 0 | 0.13486 | 327.7868 | 0.067991 | 0 | 0 | 0.13598 | 327.9596 | 0.068366 | 0 | 0 | 0.13673 | 328.2188 | 0.068928 | 0 | 0 | 0.13786 | 328.478 | 0.06949 | 0 | 0 | 0.13898 | 328.7372 | 0.070053 | 0 | 0 | 0.14011 | 328.91 | 0.070427 | 0 | 0 | 0.14085 | 329.1692 | 0.07099 | 0 | 0 | 0.14198 | 329.3419 | 0.071364 | 0 | 0 | 0.14273 | 329.5147 | 0.071739 | 0 | 0 | 0.14348 | 329.7739 | 0.072301 | 0 | 0 | 0.1446 | 329.9467 | 0.072676 | 0 | 0 | 0.14535 | 330.2059 | 0.073238 | 0 | 0 | 0.14648 | 330.3787 | 0.073613 | 0 | 0 | 0.14723 | 330.6379 | 0.074175 | 0 | 0 | 0.14835 | 330.8107 | 0.07455 | 0 | 0 | 0.1491 | 330.8107 | 0.07455 | 0 | 0 | 0.1491
2017-12-27 17:00 | 264.3868 | 0.78803 |  | 282.4302 | 0 | 0 | 0 | 0 | 290.7833 | 0 | 0 | 0 | 0 | 297.1664 | 0.0015755 | 0 | 0 | 0.003151 | 297.324 | 0.0019173 | 0 | 0 | 0.0038347 | 297.5604 | 0.0024301 | 0 | 0 | 0.0048602 | 297.7968 | 0.0029429 | 0 | 0 | 0.0058858 | 298.0332 | 0.0034557 | 0 | 0 | 0.0069113 | 298.2696 | 0.0039684 | 0 | 0 | 0.0079369 | 298.506 | 0.0044812 | 0 | 0 | 0.0089624 | 298.7424 | 0.004994 | 0 | 0 | 0.009988 | 298.9788 | 0.0055068 | 0 | 0 | 0.011014 | 299.1364 | 0.0058486 | 0 | 0 | 0.011697 | 299.3729 | 0.0063614 | 0 | 0 | 0.012723 | 299.6093 | 0.0068741 | 0 | 0 | 0.013748 | 299.8457 | 0.0073869 | 0 | 0 | 0.014774 | 300.0033 | 0.0077288 | 0 | 0 | 0.015458 | 300.2397 | 0.0082415 | 0 | 0 | 0.016483 | 300.3973 | 0.0085834 | 0 | 0 | 0.017167 | 300.5549 | 0.0089252 | 0 | 0 | 0.01785 | 300.7913 | 0.009438 | 0 | 0 | 0.018876 | 300.9489 | 0.0097798 | 0 | 0 | 0.01956 | 301.1853 | 0.010293 | 0 | 0 | 0.020585 | 301.3429 | 0.010634 | 0 | 0 | 0.021269 | 301.5793 | 0.011147 | 0 | 0 | 0.022294 | 301.737 | 0.011489 | 0 | 0 | 0.022978 | 301.737 | 0.011489 | 0 | 0 | 0.022978
2017-12-27 18:00 | 264.2104 | 0.78751 |  | 282.2418 | 0 | 0 | 0 | 0 | 290.5894 | 0 | 0 | 0 | 0 | 296.9682 | 0.0011456 | 0 | 0 | 0.0022913 | 297.1257 | 0.0014873 | 0 | 0 | 0.0029745 | 297.3619 | 0.0019997 | 0 | 0 | 0.0039994 | 297.5982 | 0.0025121 | 0 | 0 | 0.0050242 | 297.8344 | 0.0030245 | 0 | 0 | 0.0060491 | 298.0707 | 0.003537 | 0 | 0 | 0.0070739 | 298.3069 | 0.0040494 | 0 | 0 | 0.0080988 | 298.5432 | 0.0045618 | 0 | 0 | 0.0091237 | 298.7794 | 0.0050743 | 0 | 0 | 0.010149 | 298.9369 | 0.0054159 | 0 | 0 | 0.010832 | 299.1732 | 0.0059283 | 0 | 0 | 0.011857 | 299.4094 | 0.0064407 | 0 | 0 | 0.012881 | 299.6457 | 0.0069532 | 0 | 0 | 0.013906 | 299.8032 | 0.0072948 | 0 | 0 | 0.01459 | 300.0395 | 0.0078072 | 0 | 0 | 0.015614 | 300.197 | 0.0081488 | 0 | 0 | 0.016298 | 300.3545 | 0.0084905 | 0 | 0 | 0.016981 | 300.5907 | 0.0090029 | 0 | 0 | 0.018006 | 300.7482 | 0.0093445 | 0 | 0 | 0.018689 | 300.9845 | 0.0098569 | 0 | 0 | 0.019714 | 301.142 | 0.010199 | 0 | 0 | 0.020397 | 301.3782 | 0.010711 | 0 | 0 | 0.021422 | 301.5357 | 0.011053 | 0 | 0 | 0.022105 | 301.5357 | 0.011053 | 0 | 0 | 0.022105
2017-12-27 19:00 | 264.1266 | 0.78726 |  | 282.1522 | 0 | 0 | 0 | 0 | 290.4971 | 0 | 0 | 0 | 0 | 296.8739 | 0.00094115 | 0 | 0 | 0.0018823 | 297.0314 | 0.0012827 | 0 | 0 | 0.0025653 | 297.2675 | 0.0017949 | 0 | 0 | 0.0035899 | 297.5037 | 0.0023072 | 0 | 0 | 0.0046144 | 297.7399 | 0.0028195 | 0 | 0 | 0.0056389 | 297.9761 | 0.0033317 | 0 | 0 | 0.0066635 | 298.2122 | 0.003844 | 0 | 0 | 0.007688 | 298.4484 | 0.0043563 | 0 | 0 | 0.0087125 | 298.6846 | 0.0048685 | 0 | 0 | 0.0097371 | 298.842 | 0.00521 | 0 | 0 | 0.01042 | 299.0782 | 0.0057223 | 0 | 0 | 0.011445 | 299.3144 | 0.0062346 | 0 | 0 | 0.012469 | 299.5506 | 0.0067468 | 0 | 0 | 0.013494 | 299.708 | 0.0070884 | 0 | 0 | 0.014177 | 299.9442 | 0.0076006 | 0 | 0 | 0.015201 | 300.1017 | 0.0079421 | 0 | 0 | 0.015884 | 300.2591 | 0.0082836 | 0 | 0 | 0.016567 | 300.4953 | 0.0087959 | 0 | 0 | 0.017592 | 300.6527 | 0.0091374 | 0 | 0 | 0.018275 | 300.8889 | 0.0096497 | 0 | 0 | 0.019299 | 301.0464 | 0.0099912 | 0 | 0 | 0.019982 | 301.2825 | 0.010503 | 0 | 0 | 0.021007 | 301.44 | 0.010845 | 0 | 0 | 0.02169 | 301.44 | 0.010845 | 0 | 0 | 0.02169
2017-12-27 20:00 | 273.521 | 0.81526 |  | 292.1878 | 0 | 0 | 0 | 0 | 300.8295 | 0.0095208 | 0 | 0 | 0.019042 | 307.4331 | 0.023844 | 0 | 0 | 0.047688 | 307.5961 | 0.024198 | 0 | 0 | 0.048395 | 307.8407 | 0.024728 | 0 | 0 | 0.049456 | 308.0853 | 0.025259 | 0 | 0 | 0.050517 | 308.3299 | 0.025789 | 0 | 0 | 0.051578 | 308.5744 | 0.02632 | 0 | 0 | 0.052639 | 308.819 | 0.02685 | 0 | 0 | 0.0537 | 309.0636 | 0.027381 | 0 | 0 | 0.054761 | 309.3082 | 0.027911 | 0 | 0 | 0.055822 | 309.4712 | 0.028265 | 0 | 0 | 0.056529 | 309.7158 | 0.028795 | 0 | 0 | 0.05759 | 309.9604 | 0.029326 | 0 | 0 | 0.058651 | 310.2049 | 0.029856 | 0 | 0 | 0.059712 | 310.368 | 0.03021 | 0 | 0 | 0.06042 | 310.6126 | 0.03074 | 0 | 0 | 0.061481 | 310.7756 | 0.031094 | 0 | 0 | 0.062188 | 310.9387 | 0.031448 | 0 | 0 | 0.062895 | 311.1833 | 0.031978 | 0 | 0 | 0.063956 | 311.3463 | 0.032332 | 0 | 0 | 0.064664 | 311.5909 | 0.032862 | 0 | 0 | 0.065725 | 311.7539 | 0.033216 | 0 | 0 | 0.066432 | 311.9985 | 0.033746 | 0 | 0 | 0.067493 | 312.1616 | 0.0341 | 0 | 0 | 0.0682 | 312.1616 | 0.0341 | 0 | 0 | 0.0682
2017-12-27 21:00 | 291.6432 | 0.86927 |  | 311.5468 | 0.032767 | 0 | 0 | 0.065533 | 320.7611 | 0.052752 | 0 | 0 | 0.1055 | 327.8022 | 0.068025 | 0 | 0 | 0.13605 | 327.9761 | 0.068402 | 0 | 0 | 0.1368 | 328.2368 | 0.068967 | 0 | 0 | 0.13793 | 328.4976 | 0.069533 | 0 | 0 | 0.13907 | 328.7584 | 0.070099 | 0 | 0 | 0.1402 | 329.0192 | 0.070664 | 0 | 0 | 0.14133 | 329.28 | 0.07123 | 0 | 0 | 0.14246 | 329.5407 | 0.071796 | 0 | 0 | 0.14359 | 329.8015 | 0.072361 | 0 | 0 | 0.14472 | 329.9754 | 0.072738 | 0 | 0 | 0.14548 | 330.2362 | 0.073304 | 0 | 0 | 0.14661 | 330.4969 | 0.07387 | 0 | 0 | 0.14774 | 330.7577 | 0.074435 | 0 | 0 | 0.14887 | 330.9316 | 0.074812 | 0 | 0 | 0.14962 | 331.1924 | 0.075378 | 0 | 0 | 0.15076 | 331.3662 | 0.075755 | 0 | 0 | 0.15151 | 331.5401 | 0.076132 | 0 | 0 | 0.15226 | 331.8008 | 0.076698 | 0 | 0 | 0.1534 | 331.9747 | 0.077075 | 0 | 0 | 0.15415 | 332.2355 | 0.07764 | 0 | 0 | 0.15528 | 332.4093 | 0.078017 | 0 | 0 | 0.15603 | 332.6701 | 0.078583 | 0 | 0 | 0.15717 | 332.844 | 0.07896 | 0 | 0 | 0.15792 | 332.844 | 0.07896 | 0 | 0 | 0.15792
2017-12-27 22:00 | 297.3637 | 0.88632 |  | 317.6577 | 0.046021 | 0 | 0 | 0.092042 | 327.0527 | 0.066399 | 0 | 0 | 0.1328 | 334.2319 | 0.081971 | 0 | 0 | 0.16394 | 334.4092 | 0.082355 | 0 | 0 | 0.16471 | 334.6751 | 0.082932 | 0 | 0 | 0.16586 | 334.9409 | 0.083509 | 0 | 0 | 0.16702 | 335.2068 | 0.084085 | 0 | 0 | 0.16817 | 335.4727 | 0.084662 | 0 | 0 | 0.16932 | 335.7386 | 0.085239 | 0 | 0 | 0.17048 | 336.0045 | 0.085815 | 0 | 0 | 0.17163 | 336.2704 | 0.086392 | 0 | 0 | 0.17278 | 336.4477 | 0.086777 | 0 | 0 | 0.17355 | 336.7136 | 0.087353 | 0 | 0 | 0.17471 | 336.9795 | 0.08793 | 0 | 0 | 0.17586 | 337.2454 | 0.088507 | 0 | 0 | 0.17701 | 337.4226 | 0.088891 | 0 | 0 | 0.17778 | 337.6885 | 0.089468 | 0 | 0 | 0.17894 | 337.8658 | 0.089853 | 0 | 0 | 0.17971 | 338.0431 | 0.090237 | 0 | 0 | 0.18047 | 338.309 | 0.090814 | 0 | 0 | 0.18163 | 338.4862 | 0.091198 | 0 | 0 | 0.1824 | 338.7521 | 0.091775 | 0 | 0 | 0.18355 | 338.9294 | 0.092159 | 0 | 0 | 0.18432 | 339.1953 | 0.092736 | 0 | 0 | 0.18547 | 339.3726 | 0.093121 | 0 | 0 | 0.18624 | 339.3726 | 0.093121 | 0 | 0 | 0.18624
2017-12-27 23:00 | 290.9132 | 0.8671 |  | 310.767 | 0.031075 | 0 | 0 | 0.062151 | 319.9582 | 0.051011 | 0 | 0 | 0.10202 | 326.9817 | 0.066245 | 0 | 0 | 0.13249 | 327.1551 | 0.066621 | 0 | 0 | 0.13324 | 327.4153 | 0.067185 | 0 | 0 | 0.13437 | 327.6754 | 0.06775 | 0 | 0 | 0.1355 | 327.9355 | 0.068314 | 0 | 0 | 0.13663 | 328.1956 | 0.068878 | 0 | 0 | 0.13776 | 328.4558 | 0.069442 | 0 | 0 | 0.13888 | 328.7159 | 0.070006 | 0 | 0 | 0.14001 | 328.976 | 0.070571 | 0 | 0 | 0.14114 | 329.1494 | 0.070947 | 0 | 0 | 0.14189 | 329.4096 | 0.071511 | 0 | 0 | 0.14302 | 329.6697 | 0.072075 | 0 | 0 | 0.14415 | 329.9298 | 0.072639 | 0 | 0 | 0.14528 | 330.1033 | 0.073016 | 0 | 0 | 0.14603 | 330.3634 | 0.07358 | 0 | 0 | 0.14716 | 330.5368 | 0.073956 | 0 | 0 | 0.14791 | 330.7102 | 0.074332 | 0 | 0 | 0.14866 | 330.9703 | 0.074896 | 0 | 0 | 0.14979 | 331.1438 | 0.075272 | 0 | 0 | 0.15054 | 331.4039 | 0.075837 | 0 | 0 | 0.15167 | 331.5773 | 0.076213 | 0 | 0 | 0.15243 | 331.8374 | 0.076777 | 0 | 0 | 0.15355 | 332.0109 | 0.077153 | 0 | 0 | 0.15431 | 332.0109 | 0.077153 | 0 | 0 | 0.15431
2017-12-28 | 297.9937 | 0.8882 |  | 318.3307 | 0.047481 | 0 | 0 | 0.094962 | 327.7456 | 0.067902 | 0 | 0 | 0.1358 | 334.94 | 0.083507 | 0 | 0 | 0.16701 | 335.1176 | 0.083892 | 0 | 0 | 0.16778 | 335.3841 | 0.08447 | 0 | 0 | 0.16894 | 335.6506 | 0.085048 | 0 | 0 | 0.1701 | 335.917 | 0.085626 | 0 | 0 | 0.17125 | 336.1835 | 0.086204 | 0 | 0 | 0.17241 | 336.4499 | 0.086782 | 0 | 0 | 0.17356 | 336.7164 | 0.08736 | 0 | 0 | 0.17472 | 336.9829 | 0.087937 | 0 | 0 | 0.17587 | 337.1605 | 0.088323 | 0 | 0 | 0.17665 | 337.427 | 0.088901 | 0 | 0 | 0.1778 | 337.6934 | 0.089479 | 0 | 0 | 0.17896 | 337.9599 | 0.090057 | 0 | 0 | 0.18011 | 338.1375 | 0.090442 | 0 | 0 | 0.18088 | 338.404 | 0.09102 | 0 | 0 | 0.18204 | 338.5816 | 0.091405 | 0 | 0 | 0.18281 | 338.7593 | 0.09179 | 0 | 0 | 0.18358 | 339.0257 | 0.092368 | 0 | 0 | 0.18474 | 339.2034 | 0.092754 | 0 | 0 | 0.18551 | 339.4698 | 0.093332 | 0 | 0 | 0.18666 | 339.6475 | 0.093717 | 0 | 0 | 0.18743 | 339.9139 | 0.094295 | 0 | 0 | 0.18859 | 340.0916 | 0.09468 | 0 | 0 | 0.18936 | 340.0916 | 0.09468 | 0 | 0 | 0.18936
2017-12-28 01:00 | 290.3243 | 0.86534 |  | 310.1379 | 0.029711 | 0 | 0 | 0.059421 | 319.3105 | 0.049606 | 0 | 0 | 0.099212 | 326.3197 | 0.064809 | 0 | 0 | 0.12962 | 326.4928 | 0.065185 | 0 | 0 | 0.13037 | 326.7524 | 0.065748 | 0 | 0 | 0.1315 | 327.012 | 0.066311 | 0 | 0 | 0.13262 | 327.2716 | 0.066874 | 0 | 0 | 0.13375 | 327.5312 | 0.067437 | 0 | 0 | 0.13487 | 327.7908 | 0.068 | 0 | 0 | 0.136 | 328.0504 | 0.068563 | 0 | 0 | 0.13713 | 328.31 | 0.069126 | 0 | 0 | 0.13825 | 328.4831 | 0.069501 | 0 | 0 | 0.139 | 328.7427 | 0.070065 | 0 | 0 | 0.14013 | 329.0023 | 0.070628 | 0 | 0 | 0.14126 | 329.2619 | 0.071191 | 0 | 0 | 0.14238 | 329.435 | 0.071566 | 0 | 0 | 0.14313 | 329.6946 | 0.072129 | 0 | 0 | 0.14426 | 329.8676 | 0.072505 | 0 | 0 | 0.14501 | 330.0407 | 0.07288 | 0 | 0 | 0.14576 | 330.3003 | 0.073443 | 0 | 0 | 0.14689 | 330.4734 | 0.073818 | 0 | 0 | 0.14764 | 330.733 | 0.074381 | 0 | 0 | 0.14876 | 330.906 | 0.074757 | 0 | 0 | 0.14951 | 331.1656 | 0.07532 | 0 | 0 | 0.15064 | 331.3387 | 0.075695 | 0 | 0 | 0.15139 | 331.3387 | 0.075695 | 0 | 0 | 0.15139
2017-12-28 02:00 | 298.6811 | 0.89025 |  | 319.065 | 0.049074 | 0 | 0 | 0.098147 | 328.5016 | 0.069542 | 0 | 0 | 0.13908 | 335.7126 | 0.085182 | 0 | 0 | 0.17036 | 335.8907 | 0.085568 | 0 | 0 | 0.17114 | 336.1577 | 0.086148 | 0 | 0 | 0.1723 | 336.4248 | 0.086727 | 0 | 0 | 0.17345 | 336.6919 | 0.087306 | 0 | 0 | 0.17461 | 336.9589 | 0.087886 | 0 | 0 | 0.17577 | 337.226 | 0.088465 | 0 | 0 | 0.17693 | 337.4931 | 0.089044 | 0 | 0 | 0.17809 | 337.7602 | 0.089623 | 0 | 0 | 0.17925 | 337.9382 | 0.09001 | 0 | 0 | 0.18002 | 338.2053 | 0.090589 | 0 | 0 | 0.18118 | 338.4724 | 0.091168 | 0 | 0 | 0.18234 | 338.7394 | 0.091747 | 0 | 0 | 0.18349 | 338.9175 | 0.092134 | 0 | 0 | 0.18427 | 339.1846 | 0.092713 | 0 | 0 | 0.18543 | 339.3626 | 0.093099 | 0 | 0 | 0.1862 | 339.5407 | 0.093485 | 0 | 0 | 0.18697 | 339.8077 | 0.094065 | 0 | 0 | 0.18813 | 339.9858 | 0.094451 | 0 | 0 | 0.1889 | 340.2529 | 0.09503 | 0 | 0 | 0.19006 | 340.4309 | 0.095416 | 0 | 0 | 0.19083 | 340.698 | 0.095996 | 0 | 0 | 0.19199 | 340.876 | 0.096382 | 0 | 0 | 0.19276 | 340.876 | 0.096382 | 0 | 0 | 0.19276
2017-12-28 03:00 | 298.2375 | 0.88893 |  | 318.5912 | 0.048046 | 0 | 0 | 0.096092 | 328.0138 | 0.068484 | 0 | 0 | 0.13697 | 335.2141 | 0.084101 | 0 | 0 | 0.1682 | 335.3919 | 0.084487 | 0 | 0 | 0.16897 | 335.6586 | 0.085065 | 0 | 0 | 0.17013 | 335.9252 | 0.085643 | 0 | 0 | 0.17129 | 336.1919 | 0.086222 | 0 | 0 | 0.17244 | 336.4586 | 0.0868 | 0 | 0 | 0.1736 | 336.7253 | 0.087379 | 0 | 0 | 0.17476 | 336.992 | 0.087957 | 0 | 0 | 0.17591 | 337.2586 | 0.088536 | 0 | 0 | 0.17707 | 337.4364 | 0.088921 | 0 | 0 | 0.17784 | 337.7031 | 0.0895 | 0 | 0 | 0.179 | 337.9698 | 0.090078 | 0 | 0 | 0.18016 | 338.2365 | 0.090657 | 0 | 0 | 0.18131 | 338.4142 | 0.091042 | 0 | 0 | 0.18208 | 338.6809 | 0.091621 | 0 | 0 | 0.18324 | 338.8587 | 0.092006 | 0 | 0 | 0.18401 | 339.0365 | 0.092392 | 0 | 0 | 0.18478 | 339.3032 | 0.09297 | 0 | 0 | 0.18594 | 339.4809 | 0.093356 | 0 | 0 | 0.18671 | 339.7476 | 0.093934 | 0 | 0 | 0.18787 | 339.9254 | 0.09432 | 0 | 0 | 0.18864 | 340.1921 | 0.094898 | 0 | 0 | 0.1898 | 340.3699 | 0.095284 | 0 | 0 | 0.19057 | 340.3699 | 0.095284 | 0 | 0 | 0.19057
2017-12-28 04:00 | 297.2034 | 0.88584 |  | 317.4864 | 0.04565 | 0 | 0 | 0.091299 | 326.8764 | 0.066016 | 0 | 0 | 0.13203 | 334.0517 | 0.08158 | 0 | 0 | 0.16316 | 334.2289 | 0.081964 | 0 | 0 | 0.16393 | 334.4946 | 0.08254 | 0 | 0 | 0.16508 | 334.7604 | 0.083117 | 0 | 0 | 0.16623 | 335.0261 | 0.083693 | 0 | 0 | 0.16739 | 335.2919 | 0.08427 | 0 | 0 | 0.16854 | 335.5576 | 0.084846 | 0 | 0 | 0.16969 | 335.8234 | 0.085423 | 0 | 0 | 0.17085 | 336.0891 | 0.085999 | 0 | 0 | 0.172 | 336.2663 | 0.086383 | 0 | 0 | 0.17277 | 336.5321 | 0.08696 | 0 | 0 | 0.17392 | 336.7978 | 0.087536 | 0 | 0 | 0.17507 | 337.0636 | 0.088112 | 0 | 0 | 0.17622 | 337.2407 | 0.088497 | 0 | 0 | 0.17699 | 337.5065 | 0.089073 | 0 | 0 | 0.17815 | 337.6836 | 0.089457 | 0 | 0 | 0.17891 | 337.8608 | 0.089842 | 0 | 0 | 0.17968 | 338.1266 | 0.090418 | 0 | 0 | 0.18084 | 338.3037 | 0.090802 | 0 | 0 | 0.1816 | 338.5695 | 0.091379 | 0 | 0 | 0.18276 | 338.7467 | 0.091763 | 0 | 0 | 0.18353 | 339.0124 | 0.09234 | 0 | 0 | 0.18468 | 339.1896 | 0.092724 | 0 | 0 | 0.18545 | 339.1896 | 0.092724 | 0 | 0 | 0.18545
2017-12-28 05:00 | 292.4218 | 0.87159 |  | 312.3785 | 0.034571 | 0 | 0 | 0.069141 | 321.6174 | 0.05461 | 0 | 0 | 0.10922 | 328.6772 | 0.069923 | 0 | 0 | 0.13985 | 328.8516 | 0.070301 | 0 | 0 | 0.1406 | 329.113 | 0.070868 | 0 | 0 | 0.14174 | 329.3745 | 0.071435 | 0 | 0 | 0.14287 | 329.636 | 0.072002 | 0 | 0 | 0.144 | 329.8975 | 0.072569 | 0 | 0 | 0.14514 | 330.159 | 0.073136 | 0 | 0 | 0.14627 | 330.4204 | 0.073704 | 0 | 0 | 0.14741 | 330.6819 | 0.074271 | 0 | 0 | 0.14854 | 330.8562 | 0.074649 | 0 | 0 | 0.1493 | 331.1177 | 0.075216 | 0 | 0 | 0.15043 | 331.3792 | 0.075783 | 0 | 0 | 0.15157 | 331.6407 | 0.07635 | 0 | 0 | 0.1527 | 331.815 | 0.076728 | 0 | 0 | 0.15346 | 332.0765 | 0.077295 | 0 | 0 | 0.15459 | 332.2508 | 0.077674 | 0 | 0 | 0.15535 | 332.4251 | 0.078052 | 0 | 0 | 0.1561 | 332.6866 | 0.078619 | 0 | 0 | 0.15724 | 332.8609 | 0.078997 | 0 | 0 | 0.15799 | 333.1224 | 0.079564 | 0 | 0 | 0.15913 | 333.2967 | 0.079942 | 0 | 0 | 0.15988 | 333.5582 | 0.080509 | 0 | 0 | 0.16102 | 333.7325 | 0.080887 | 0 | 0 | 0.16177 | 333.7325 | 0.080887 | 0 | 0 | 0.16177
2017-12-28 06:00 | 291.95 | 0.87019 |  | 311.8745 | 0.033477 | 0 | 0 | 0.066955 | 321.0985 | 0.053484 | 0 | 0 | 0.10697 | 328.147 | 0.068772 | 0 | 0 | 0.13754 | 328.321 | 0.06915 | 0 | 0 | 0.1383 | 328.5821 | 0.069716 | 0 | 0 | 0.13943 | 328.8431 | 0.070282 | 0 | 0 | 0.14056 | 329.1042 | 0.070849 | 0 | 0 | 0.1417 | 329.3653 | 0.071415 | 0 | 0 | 0.14283 | 329.6263 | 0.071981 | 0 | 0 | 0.14396 | 329.8874 | 0.072547 | 0 | 0 | 0.14509 | 330.1484 | 0.073114 | 0 | 0 | 0.14623 | 330.3225 | 0.073491 | 0 | 0 | 0.14698 | 330.5835 | 0.074057 | 0 | 0 | 0.14811 | 330.8446 | 0.074624 | 0 | 0 | 0.14925 | 331.1056 | 0.07519 | 0 | 0 | 0.15038 | 331.2797 | 0.075567 | 0 | 0 | 0.15113 | 331.5407 | 0.076133 | 0 | 0 | 0.15227 | 331.7148 | 0.076511 | 0 | 0 | 0.15302 | 331.8888 | 0.076888 | 0 | 0 | 0.15378 | 332.1498 | 0.077455 | 0 | 0 | 0.15491 | 332.3239 | 0.077832 | 0 | 0 | 0.15566 | 332.5849 | 0.078398 | 0 | 0 | 0.1568 | 332.759 | 0.078776 | 0 | 0 | 0.15755 | 333.02 | 0.079342 | 0 | 0 | 0.15868 | 333.1941 | 0.07972 | 0 | 0 | 0.15944 | 333.1941 | 0.07972 | 0 | 0 | 0.15944
2017-12-28 07:00 | 294.0935 | 0.87657 |  | 314.1643 | 0.038444 | 0 | 0 | 0.076888 | 323.456 | 0.058598 | 0 | 0 | 0.1172 | 330.5562 | 0.073998 | 0 | 0 | 0.148 | 330.7315 | 0.074378 | 0 | 0 | 0.14876 | 330.9945 | 0.074949 | 0 | 0 | 0.1499 | 331.2575 | 0.075519 | 0 | 0 | 0.15104 | 331.5205 | 0.07609 | 0 | 0 | 0.15218 | 331.7834 | 0.07666 | 0 | 0 | 0.15332 | 332.0464 | 0.07723 | 0 | 0 | 0.15446 | 332.3094 | 0.077801 | 0 | 0 | 0.1556 | 332.5723 | 0.078371 | 0 | 0 | 0.15674 | 332.7477 | 0.078751 | 0 | 0 | 0.1575 | 333.0106 | 0.079322 | 0 | 0 | 0.15864 | 333.2736 | 0.079892 | 0 | 0 | 0.15978 | 333.5366 | 0.080462 | 0 | 0 | 0.16092 | 333.7119 | 0.080843 | 0 | 0 | 0.16169 | 333.9749 | 0.081413 | 0 | 0 | 0.16283 | 334.1502 | 0.081793 | 0 | 0 | 0.16359 | 334.3255 | 0.082174 | 0 | 0 | 0.16435 | 334.5885 | 0.082744 | 0 | 0 | 0.16549 | 334.7638 | 0.083124 | 0 | 0 | 0.16625 | 335.0268 | 0.083695 | 0 | 0 | 0.16739 | 335.2021 | 0.084075 | 0 | 0 | 0.16815 | 335.465 | 0.084645 | 0 | 0 | 0.16929 | 335.6404 | 0.085026 | 0 | 0 | 0.17005 | 335.6404 | 0.085026 | 0 | 0 | 0.17005
2017-12-28 08:00 | 285.7957 | 0.85184 |  | 305.3002 | 0.019218 | 0 | 0 | 0.038435 | 314.3297 | 0.038803 | 0 | 0 | 0.077606 | 321.2296 | 0.053769 | 0 | 0 | 0.10754 | 321.4 | 0.054138 | 0 | 0 | 0.10828 | 321.6555 | 0.054693 | 0 | 0 | 0.10939 | 321.9111 | 0.055247 | 0 | 0 | 0.11049 | 322.1666 | 0.055801 | 0 | 0 | 0.1116 | 322.4222 | 0.056355 | 0 | 0 | 0.11271 | 322.6778 | 0.05691 | 0 | 0 | 0.11382 | 322.9333 | 0.057464 | 0 | 0 | 0.11493 | 323.1889 | 0.058018 | 0 | 0 | 0.11604 | 323.3592 | 0.058388 | 0 | 0 | 0.11678 | 323.6148 | 0.058942 | 0 | 0 | 0.11788 | 323.8703 | 0.059496 | 0 | 0 | 0.11899 | 324.1259 | 0.060051 | 0 | 0 | 0.1201 | 324.2963 | 0.06042 | 0 | 0 | 0.12084 | 324.5518 | 0.060975 | 0 | 0 | 0.12195 | 324.7222 | 0.061344 | 0 | 0 | 0.12269 | 324.8925 | 0.061714 | 0 | 0 | 0.12343 | 325.1481 | 0.062268 | 0 | 0 | 0.12454 | 325.3185 | 0.062637 | 0 | 0 | 0.12527 | 325.574 | 0.063192 | 0 | 0 | 0.12638 | 325.7444 | 0.063561 | 0 | 0 | 0.12712 | 325.9999 | 0.064116 | 0 | 0 | 0.12823 | 326.1703 | 0.064485 | 0 | 0 | 0.12897 | 326.1703 | 0.064485 | 0 | 0 | 0.12897
2017-12-28 09:00 | 289.1147 | 0.86173 |  | 308.8457 | 0.026908 | 0 | 0 | 0.053816 | 317.9801 | 0.04672 | 0 | 0 | 0.093441 | 324.9601 | 0.06186 | 0 | 0 | 0.12372 | 325.1325 | 0.062234 | 0 | 0 | 0.12447 | 325.391 | 0.062795 | 0 | 0 | 0.12559 | 325.6495 | 0.063355 | 0 | 0 | 0.12671 | 325.908 | 0.063916 | 0 | 0 | 0.12783 | 326.1666 | 0.064477 | 0 | 0 | 0.12895 | 326.4251 | 0.065038 | 0 | 0 | 0.13008 | 326.6836 | 0.065598 | 0 | 0 | 0.1312 | 326.9421 | 0.066159 | 0 | 0 | 0.13232 | 327.1145 | 0.066533 | 0 | 0 | 0.13307 | 327.373 | 0.067094 | 0 | 0 | 0.13419 | 327.6315 | 0.067654 | 0 | 0 | 0.13531 | 327.89 | 0.068215 | 0 | 0 | 0.13643 | 328.0624 | 0.068589 | 0 | 0 | 0.13718 | 328.3209 | 0.06915 | 0 | 0 | 0.1383 | 328.4933 | 0.069524 | 0 | 0 | 0.13905 | 328.6656 | 0.069897 | 0 | 0 | 0.13979 | 328.9241 | 0.070458 | 0 | 0 | 0.14092 | 329.0965 | 0.070832 | 0 | 0 | 0.14166 | 329.355 | 0.071393 | 0 | 0 | 0.14279 | 329.5273 | 0.071766 | 0 | 0 | 0.14353 | 329.7859 | 0.072327 | 0 | 0 | 0.14465 | 329.9582 | 0.072701 | 0 | 0 | 0.1454 | 329.9582 | 0.072701 | 0 | 0 | 0.1454
2017-12-28 10:00 | 276.9373 | 0.82544 |  | 295.8372 | 0 | 0 | 0 | 0 | 304.5869 | 0.017671 | 0 | 0 | 0.035341 | 311.2729 | 0.032173 | 0 | 0 | 0.064345 | 311.438 | 0.032531 | 0 | 0 | 0.065061 | 311.6856 | 0.033068 | 0 | 0 | 0.066136 | 311.9333 | 0.033605 | 0 | 0 | 0.06721 | 312.1809 | 0.034142 | 0 | 0 | 0.068284 | 312.4285 | 0.034679 | 0 | 0 | 0.069358 | 312.6762 | 0.035216 | 0 | 0 | 0.070433 | 312.9238 | 0.035753 | 0 | 0 | 0.071507 | 313.1714 | 0.03629 | 0 | 0 | 0.072581 | 313.3365 | 0.036649 | 0 | 0 | 0.073297 | 313.5842 | 0.037186 | 0 | 0 | 0.074371 | 313.8318 | 0.037723 | 0 | 0 | 0.075446 | 314.0794 | 0.03826 | 0 | 0 | 0.07652 | 314.2445 | 0.038618 | 0 | 0 | 0.077236 | 314.4921 | 0.039155 | 0 | 0 | 0.07831 | 314.6572 | 0.039513 | 0 | 0 | 0.079026 | 314.8223 | 0.039871 | 0 | 0 | 0.079742 | 315.0699 | 0.040408 | 0 | 0 | 0.080817 | 315.235 | 0.040766 | 0 | 0 | 0.081533 | 315.4827 | 0.041304 | 0 | 0 | 0.082607 | 315.6478 | 0.041662 | 0 | 0 | 0.083323 | 315.8954 | 0.042199 | 0 | 0 | 0.084397 | 316.0605 | 0.042557 | 0 | 0 | 0.085114 | 316.0605 | 0.042557 | 0 | 0 | 0.085114
2017-12-28 11:00 | 278.6011 | 0.8304 |  | 297.6146 | 0.0025477 | 0 | 0 | 0.0050954 | 306.4168 | 0.02164 | 0 | 0 | 0.043279 | 313.143 | 0.036229 | 0 | 0 | 0.072458 | 313.3091 | 0.036589 | 0 | 0 | 0.073178 | 313.5582 | 0.037129 | 0 | 0 | 0.074259 | 313.8073 | 0.03767 | 0 | 0 | 0.07534 | 314.0565 | 0.03821 | 0 | 0 | 0.07642 | 314.3056 | 0.03875 | 0 | 0 | 0.077501 | 314.5547 | 0.039291 | 0 | 0 | 0.078582 | 314.8038 | 0.039831 | 0 | 0 | 0.079662 | 315.0529 | 0.040371 | 0 | 0 | 0.080743 | 315.219 | 0.040732 | 0 | 0 | 0.081463 | 315.4681 | 0.041272 | 0 | 0 | 0.082544 | 315.7173 | 0.041812 | 0 | 0 | 0.083625 | 315.9664 | 0.042353 | 0 | 0 | 0.084705 | 316.1325 | 0.042713 | 0 | 0 | 0.085426 | 316.3816 | 0.043253 | 0 | 0 | 0.086507 | 316.5477 | 0.043614 | 0 | 0 | 0.087227 | 316.7137 | 0.043974 | 0 | 0 | 0.087947 | 316.9629 | 0.044514 | 0 | 0 | 0.089028 | 317.1289 | 0.044874 | 0 | 0 | 0.089749 | 317.3781 | 0.045415 | 0 | 0 | 0.090829 | 317.5441 | 0.045775 | 0 | 0 | 0.09155 | 317.7933 | 0.046315 | 0 | 0 | 0.09263 | 317.9593 | 0.046675 | 0 | 0 | 0.093351 | 317.9593 | 0.046675 | 0 | 0 | 0.093351
2017-12-28 12:00 | 277.0282 | 0.82571 |  | 295.9344 | 0 | 0 | 0 | 0 | 304.6869 | 0.017888 | 0 | 0 | 0.035775 | 311.3752 | 0.032394 | 0 | 0 | 0.064789 | 311.5403 | 0.032753 | 0 | 0 | 0.065505 | 311.788 | 0.03329 | 0 | 0 | 0.06658 | 312.0358 | 0.033827 | 0 | 0 | 0.067654 | 312.2835 | 0.034364 | 0 | 0 | 0.068729 | 312.5312 | 0.034902 | 0 | 0 | 0.069804 | 312.7789 | 0.035439 | 0 | 0 | 0.070878 | 313.0266 | 0.035976 | 0 | 0 | 0.071953 | 313.2743 | 0.036514 | 0 | 0 | 0.073027 | 313.4395 | 0.036872 | 0 | 0 | 0.073744 | 313.6872 | 0.037409 | 0 | 0 | 0.074818 | 313.9349 | 0.037946 | 0 | 0 | 0.075893 | 314.1826 | 0.038484 | 0 | 0 | 0.076967 | 314.3477 | 0.038842 | 0 | 0 | 0.077684 | 314.5955 | 0.039379 | 0 | 0 | 0.078758 | 314.7606 | 0.039737 | 0 | 0 | 0.079475 | 314.9257 | 0.040096 | 0 | 0 | 0.080191 | 315.1735 | 0.040633 | 0 | 0 | 0.081266 | 315.3386 | 0.040991 | 0 | 0 | 0.081982 | 315.5863 | 0.041528 | 0 | 0 | 0.083057 | 315.7515 | 0.041887 | 0 | 0 | 0.083773 | 315.9992 | 0.042424 | 0 | 0 | 0.084848 | 316.1643 | 0.042782 | 0 | 0 | 0.085564 | 316.1643 | 0.042782 | 0 | 0 | 0.085564
2017-12-28 13:00 | 284.019 | 0.84655 |  | 303.4023 | 0.015101 | 0 | 0 | 0.030202 | 312.3756 | 0.034564 | 0 | 0 | 0.069129 | 319.2327 | 0.049437 | 0 | 0 | 0.098875 | 319.402 | 0.049805 | 0 | 0 | 0.099609 | 319.6559 | 0.050355 | 0 | 0 | 0.10071 | 319.9099 | 0.050906 | 0 | 0 | 0.10181 | 320.1639 | 0.051457 | 0 | 0 | 0.10291 | 320.4178 | 0.052008 | 0 | 0 | 0.10402 | 320.6718 | 0.052559 | 0 | 0 | 0.10512 | 320.9258 | 0.05311 | 0 | 0 | 0.10622 | 321.1797 | 0.05366 | 0 | 0 | 0.10732 | 321.349 | 0.054028 | 0 | 0 | 0.10806 | 321.603 | 0.054579 | 0 | 0 | 0.10916 | 321.857 | 0.055129 | 0 | 0 | 0.11026 | 322.1109 | 0.05568 | 0 | 0 | 0.11136 | 322.2802 | 0.056047 | 0 | 0 | 0.11209 | 322.5342 | 0.056598 | 0 | 0 | 0.1132 | 322.7035 | 0.056966 | 0 | 0 | 0.11393 | 322.8728 | 0.057333 | 0 | 0 | 0.11467 | 323.1268 | 0.057884 | 0 | 0 | 0.11577 | 323.2961 | 0.058251 | 0 | 0 | 0.1165 | 323.5501 | 0.058802 | 0 | 0 | 0.1176 | 323.7194 | 0.059169 | 0 | 0 | 0.11834 | 323.9733 | 0.05972 | 0 | 0 | 0.11944 | 324.1426 | 0.060087 | 0 | 0 | 0.12017 | 324.1426 | 0.060087 | 0 | 0 | 0.12017
2017-12-28 14:00 | 279.9487 | 0.83441 |  | 299.0542 | 0.0056701 | 0 | 0 | 0.01134 | 307.8989 | 0.024854 | 0 | 0 | 0.049709 | 314.6577 | 0.039514 | 0 | 0 | 0.079028 | 314.8246 | 0.039876 | 0 | 0 | 0.079752 | 315.0749 | 0.040419 | 0 | 0 | 0.080838 | 315.3252 | 0.040962 | 0 | 0 | 0.081924 | 315.5756 | 0.041505 | 0 | 0 | 0.08301 | 315.8259 | 0.042048 | 0 | 0 | 0.084096 | 316.0762 | 0.042591 | 0 | 0 | 0.085182 | 316.3265 | 0.043134 | 0 | 0 | 0.086268 | 316.5769 | 0.043677 | 0 | 0 | 0.087354 | 316.7437 | 0.044039 | 0 | 0 | 0.088078 | 316.9941 | 0.044582 | 0 | 0 | 0.089164 | 317.2444 | 0.045125 | 0 | 0 | 0.090249 | 317.4947 | 0.045668 | 0 | 0 | 0.091335 | 317.6616 | 0.04603 | 0 | 0 | 0.092059 | 317.9119 | 0.046573 | 0 | 0 | 0.093145 | 318.0788 | 0.046935 | 0 | 0 | 0.093869 | 318.2457 | 0.047297 | 0 | 0 | 0.094593 | 318.496 | 0.047839 | 0 | 0 | 0.095679 | 318.6629 | 0.048201 | 0 | 0 | 0.096403 | 318.9132 | 0.048744 | 0 | 0 | 0.097489 | 319.0801 | 0.049106 | 0 | 0 | 0.098213 | 319.3304 | 0.049649 | 0 | 0 | 0.099299 | 319.4973 | 0.050011 | 0 | 0 | 0.10002 | 319.4973 | 0.050011 | 0 | 0 | 0.10002
2017-12-28 15:00 | 278.3304 | 0.82959 |  | 297.3254 | 0.0019204 | 0 | 0 | 0.0038408 | 306.1191 | 0.020994 | 0 | 0 | 0.041988 | 312.8387 | 0.035569 | 0 | 0 | 0.071138 | 313.0047 | 0.035929 | 0 | 0 | 0.071857 | 313.2535 | 0.036469 | 0 | 0 | 0.072937 | 313.5024 | 0.037008 | 0 | 0 | 0.074017 | 313.7513 | 0.037548 | 0 | 0 | 0.075096 | 314.0002 | 0.038088 | 0 | 0 | 0.076176 | 314.249 | 0.038628 | 0 | 0 | 0.077256 | 314.4979 | 0.039168 | 0 | 0 | 0.078335 | 314.7468 | 0.039707 | 0 | 0 | 0.079415 | 314.9127 | 0.040067 | 0 | 0 | 0.080135 | 315.1616 | 0.040607 | 0 | 0 | 0.081214 | 315.4105 | 0.041147 | 0 | 0 | 0.082294 | 315.6593 | 0.041687 | 0 | 0 | 0.083374 | 315.8253 | 0.042047 | 0 | 0 | 0.084093 | 316.0741 | 0.042586 | 0 | 0 | 0.085173 | 316.2401 | 0.042946 | 0 | 0 | 0.085893 | 316.406 | 0.043306 | 0 | 0 | 0.086612 | 316.6549 | 0.043846 | 0 | 0 | 0.087692 | 316.8208 | 0.044206 | 0 | 0 | 0.088412 | 317.0697 | 0.044746 | 0 | 0 | 0.089491 | 317.2356 | 0.045106 | 0 | 0 | 0.090211 | 317.4844 | 0.045645 | 0 | 0 | 0.091291 | 317.6504 | 0.046005 | 0 | 0 | 0.092011 | 317.6504 | 0.046005 | 0 | 0 | 0.092011
2017-12-28 16:00 | 291.6224 | 0.86921 |  | 311.5246 | 0.032718 | 0 | 0 | 0.065437 | 320.7382 | 0.052703 | 0 | 0 | 0.10541 | 327.7788 | 0.067974 | 0 | 0 | 0.13595 | 327.9526 | 0.068351 | 0 | 0 | 0.1367 | 328.2134 | 0.068917 | 0 | 0 | 0.13783 | 328.4742 | 0.069482 | 0 | 0 | 0.13896 | 328.7349 | 0.070048 | 0 | 0 | 0.1401 | 328.9957 | 0.070613 | 0 | 0 | 0.14123 | 329.2565 | 0.071179 | 0 | 0 | 0.14236 | 329.5172 | 0.071744 | 0 | 0 | 0.14349 | 329.778 | 0.07231 | 0 | 0 | 0.14462 | 329.9518 | 0.072687 | 0 | 0 | 0.14537 | 330.2126 | 0.073253 | 0 | 0 | 0.14651 | 330.4733 | 0.073818 | 0 | 0 | 0.14764 | 330.7341 | 0.074384 | 0 | 0 | 0.14877 | 330.908 | 0.074761 | 0 | 0 | 0.14952 | 331.1687 | 0.075327 | 0 | 0 | 0.15065 | 331.3426 | 0.075704 | 0 | 0 | 0.15141 | 331.5164 | 0.076081 | 0 | 0 | 0.15216 | 331.7772 | 0.076646 | 0 | 0 | 0.15329 | 331.951 | 0.077023 | 0 | 0 | 0.15405 | 332.2118 | 0.077589 | 0 | 0 | 0.15518 | 332.3856 | 0.077966 | 0 | 0 | 0.15593 | 332.6464 | 0.078532 | 0 | 0 | 0.15706 | 332.8202 | 0.078909 | 0 | 0 | 0.15782 | 332.8202 | 0.078909 | 0 | 0 | 0.15782
2017-12-28 17:00 | 292.7192 | 0.87248 |  | 312.6962 | 0.03526 | 0 | 0 | 0.07052 | 321.9445 | 0.055319 | 0 | 0 | 0.11064 | 329.0116 | 0.070648 | 0 | 0 | 0.1413 | 329.1861 | 0.071026 | 0 | 0 | 0.14205 | 329.4478 | 0.071594 | 0 | 0 | 0.14319 | 329.7096 | 0.072162 | 0 | 0 | 0.14432 | 329.9713 | 0.072729 | 0 | 0 | 0.14546 | 330.2331 | 0.073297 | 0 | 0 | 0.14659 | 330.4948 | 0.073865 | 0 | 0 | 0.14773 | 330.7565 | 0.074433 | 0 | 0 | 0.14887 | 331.0183 | 0.075 | 0 | 0 | 0.15 | 331.1928 | 0.075379 | 0 | 0 | 0.15076 | 331.4545 | 0.075946 | 0 | 0 | 0.15189 | 331.7163 | 0.076514 | 0 | 0 | 0.15303 | 331.978 | 0.077082 | 0 | 0 | 0.15416 | 332.1525 | 0.07746 | 0 | 0 | 0.15492 | 332.4142 | 0.078028 | 0 | 0 | 0.15606 | 332.5887 | 0.078407 | 0 | 0 | 0.15681 | 332.7632 | 0.078785 | 0 | 0 | 0.15757 | 333.025 | 0.079353 | 0 | 0 | 0.15871 | 333.1995 | 0.079731 | 0 | 0 | 0.15946 | 333.4612 | 0.080299 | 0 | 0 | 0.1606 | 333.6357 | 0.080678 | 0 | 0 | 0.16136 | 333.8975 | 0.081245 | 0 | 0 | 0.16249 | 334.072 | 0.081624 | 0 | 0 | 0.16325 | 334.072 | 0.081624 | 0 | 0 | 0.16325
2017-12-28 18:00 | 296.2417 | 0.88298 |  | 316.4591 | 0.043422 | 0 | 0 | 0.086843 | 325.8187 | 0.063722 | 0 | 0 | 0.12744 | 332.9708 | 0.079235 | 0 | 0 | 0.15847 | 333.1474 | 0.079618 | 0 | 0 | 0.15924 | 333.4123 | 0.080193 | 0 | 0 | 0.16039 | 333.6772 | 0.080768 | 0 | 0 | 0.16154 | 333.9421 | 0.081342 | 0 | 0 | 0.16268 | 334.207 | 0.081917 | 0 | 0 | 0.16383 | 334.4719 | 0.082491 | 0 | 0 | 0.16498 | 334.7368 | 0.083066 | 0 | 0 | 0.16613 | 335.0017 | 0.08364 | 0 | 0 | 0.16728 | 335.1783 | 0.084023 | 0 | 0 | 0.16805 | 335.4432 | 0.084598 | 0 | 0 | 0.1692 | 335.7081 | 0.085172 | 0 | 0 | 0.17034 | 335.9729 | 0.085747 | 0 | 0 | 0.17149 | 336.1495 | 0.08613 | 0 | 0 | 0.17226 | 336.4144 | 0.086705 | 0 | 0 | 0.17341 | 336.591 | 0.087088 | 0 | 0 | 0.17418 | 336.7676 | 0.087471 | 0 | 0 | 0.17494 | 337.0325 | 0.088045 | 0 | 0 | 0.17609 | 337.2091 | 0.088428 | 0 | 0 | 0.17686 | 337.474 | 0.089003 | 0 | 0 | 0.17801 | 337.6506 | 0.089386 | 0 | 0 | 0.17877 | 337.9155 | 0.08996 | 0 | 0 | 0.17992 | 338.0921 | 0.090343 | 0 | 0 | 0.18069 | 338.0921 | 0.090343 | 0 | 0 | 0.18069
2017-12-28 19:00 | 303.2766 | 0.90395 |  | 323.9741 | 0.059721 | 0 | 0 | 0.11944 | 333.5559 | 0.080504 | 0 | 0 | 0.16101 | 340.8779 | 0.096386 | 0 | 0 | 0.19277 | 341.0587 | 0.096778 | 0 | 0 | 0.19356 | 341.3298 | 0.097366 | 0 | 0 | 0.19473 | 341.601 | 0.097954 | 0 | 0 | 0.19591 | 341.8722 | 0.098542 | 0 | 0 | 0.19708 | 342.1434 | 0.099131 | 0 | 0 | 0.19826 | 342.4146 | 0.099719 | 0 | 0 | 0.19944 | 342.6858 | 0.10031 | 0 | 0 | 0.20061 | 342.9569 | 0.1009 | 0 | 0 | 0.20179 | 343.1377 | 0.10129 | 0 | 0 | 0.20257 | 343.4089 | 0.10188 | 0 | 0 | 0.20375 | 343.6801 | 0.10246 | 0 | 0 | 0.20493 | 343.9513 | 0.10305 | 0 | 0 | 0.2061 | 344.1321 | 0.10344 | 0 | 0 | 0.20689 | 344.4033 | 0.10403 | 0 | 0 | 0.20806 | 344.584 | 0.10442 | 0 | 0 | 0.20885 | 344.7648 | 0.10482 | 0 | 0 | 0.20963 | 345.036 | 0.1054 | 0 | 0 | 0.21081 | 345.2168 | 0.1058 | 0 | 0 | 0.21159 | 345.488 | 0.10639 | 0 | 0 | 0.21277 | 345.6688 | 0.10678 | 0 | 0 | 0.21355 | 345.94 | 0.10737 | 0 | 0 | 0.21473 | 346.1207 | 0.10776 | 0 | 0 | 0.21552 | 346.1207 | 0.10776 | 0 | 0 | 0.21552
2017-12-28 20:00 | 303.9418 | 0.90593 |  | 324.6847 | 0.061263 | 0 | 0 | 0.12253 | 334.2876 | 0.082091 | 0 | 0 | 0.16418 | 341.6256 | 0.098008 | 0 | 0 | 0.19602 | 341.8068 | 0.098401 | 0 | 0 | 0.1968 | 342.0785 | 0.09899 | 0 | 0 | 0.19798 | 342.3503 | 0.099579 | 0 | 0 | 0.19916 | 342.6221 | 0.10017 | 0 | 0 | 0.20034 | 342.8939 | 0.10076 | 0 | 0 | 0.20152 | 343.1657 | 0.10135 | 0 | 0 | 0.2027 | 343.4374 | 0.10194 | 0 | 0 | 0.20387 | 343.7092 | 0.10253 | 0 | 0 | 0.20505 | 343.8904 | 0.10292 | 0 | 0 | 0.20584 | 344.1622 | 0.10351 | 0 | 0 | 0.20702 | 344.434 | 0.1041 | 0 | 0 | 0.2082 | 344.7057 | 0.10469 | 0 | 0 | 0.20938 | 344.8869 | 0.10508 | 0 | 0 | 0.21016 | 345.1587 | 0.10567 | 0 | 0 | 0.21134 | 345.3399 | 0.10606 | 0 | 0 | 0.21213 | 345.5211 | 0.10646 | 0 | 0 | 0.21291 | 345.7928 | 0.10705 | 0 | 0 | 0.21409 | 345.974 | 0.10744 | 0 | 0 | 0.21488 | 346.2458 | 0.10803 | 0 | 0 | 0.21606 | 346.427 | 0.10842 | 0 | 0 | 0.21684 | 346.6988 | 0.10901 | 0 | 0 | 0.21802 | 346.88 | 0.1094 | 0 | 0 | 0.21881 | 346.88 | 0.1094 | 0 | 0 | 0.21881
2017-12-28 21:00 | 310.113 | 0.92432 |  | 331.2771 | 0.075562 | 0 | 0 | 0.15112 | 341.0749 | 0.096813 | 0 | 0 | 0.19363 | 348.5619 | 0.11305 | 0 | 0 | 0.2261 | 348.7468 | 0.11345 | 0 | 0 | 0.22691 | 349.0241 | 0.11405 | 0 | 0 | 0.22811 | 349.3014 | 0.11466 | 0 | 0 | 0.22931 | 349.5787 | 0.11526 | 0 | 0 | 0.23052 | 349.856 | 0.11586 | 0 | 0 | 0.23172 | 350.1333 | 0.11646 | 0 | 0 | 0.23292 | 350.4106 | 0.11706 | 0 | 0 | 0.23412 | 350.6879 | 0.11766 | 0 | 0 | 0.23533 | 350.8727 | 0.11806 | 0 | 0 | 0.23613 | 351.15 | 0.11867 | 0 | 0 | 0.23733 | 351.4273 | 0.11927 | 0 | 0 | 0.23854 | 351.7046 | 0.11987 | 0 | 0 | 0.23974 | 351.8895 | 0.12027 | 0 | 0 | 0.24054 | 352.1668 | 0.12087 | 0 | 0 | 0.24174 | 352.3517 | 0.12127 | 0 | 0 | 0.24254 | 352.5365 | 0.12167 | 0 | 0 | 0.24335 | 352.8138 | 0.12227 | 0 | 0 | 0.24455 | 352.9987 | 0.12268 | 0 | 0 | 0.24535 | 353.276 | 0.12328 | 0 | 0 | 0.24655 | 353.4609 | 0.12368 | 0 | 0 | 0.24736 | 353.7381 | 0.12428 | 0 | 0 | 0.24856 | 353.923 | 0.12468 | 0 | 0 | 0.24936 | 353.923 | 0.12468 | 0 | 0 | 0.24936
2017-12-28 22:00 | 311.2828 | 0.92781 |  | 332.5267 | 0.078272 | 0 | 0 | 0.15654 | 342.3614 | 0.099604 | 0 | 0 | 0.19921 | 349.8767 | 0.1159 | 0 | 0 | 0.23181 | 350.0623 | 0.11631 | 0 | 0 | 0.23261 | 350.3406 | 0.11691 | 0 | 0 | 0.23382 | 350.6189 | 0.11751 | 0 | 0 | 0.23503 | 350.8973 | 0.11812 | 0 | 0 | 0.23624 | 351.1756 | 0.11872 | 0 | 0 | 0.23744 | 351.454 | 0.11933 | 0 | 0 | 0.23865 | 351.7323 | 0.11993 | 0 | 0 | 0.23986 | 352.0107 | 0.12053 | 0 | 0 | 0.24107 | 352.1962 | 0.12094 | 0 | 0 | 0.24187 | 352.4746 | 0.12154 | 0 | 0 | 0.24308 | 352.7529 | 0.12214 | 0 | 0 | 0.24429 | 353.0313 | 0.12275 | 0 | 0 | 0.24549 | 353.2168 | 0.12315 | 0 | 0 | 0.2463 | 353.4952 | 0.12375 | 0 | 0 | 0.24751 | 353.6807 | 0.12416 | 0 | 0 | 0.24831 | 353.8663 | 0.12456 | 0 | 0 | 0.24912 | 354.1446 | 0.12516 | 0 | 0 | 0.25032 | 354.3302 | 0.12556 | 0 | 0 | 0.25113 | 354.6085 | 0.12617 | 0 | 0 | 0.25234 | 354.7941 | 0.12657 | 0 | 0 | 0.25314 | 355.0724 | 0.12717 | 0 | 0 | 0.25435 | 355.258 | 0.12758 | 0 | 0 | 0.25515 | 355.258 | 0.12758 | 0 | 0 | 0.25515
2017-12-28 23:00 | 308.5664 | 0.91971 |  | 329.6249 | 0.071978 | 0 | 0 | 0.14396 | 339.3739 | 0.093124 | 0 | 0 | 0.18625 | 346.8235 | 0.10928 | 0 | 0 | 0.21856 | 347.0075 | 0.10968 | 0 | 0 | 0.21936 | 347.2834 | 0.11028 | 0 | 0 | 0.22056 | 347.5593 | 0.11088 | 0 | 0 | 0.22176 | 347.8352 | 0.11148 | 0 | 0 | 0.22295 | 348.1111 | 0.11207 | 0 | 0 | 0.22415 | 348.387 | 0.11267 | 0 | 0 | 0.22535 | 348.6629 | 0.11327 | 0 | 0 | 0.22654 | 348.9389 | 0.11387 | 0 | 0 | 0.22774 | 349.1228 | 0.11427 | 0 | 0 | 0.22854 | 349.3987 | 0.11487 | 0 | 0 | 0.22973 | 349.6746 | 0.11547 | 0 | 0 | 0.23093 | 349.9505 | 0.11606 | 0 | 0 | 0.23213 | 350.1345 | 0.11646 | 0 | 0 | 0.23293 | 350.4104 | 0.11706 | 0 | 0 | 0.23412 | 350.5943 | 0.11746 | 0 | 0 | 0.23492 | 350.7783 | 0.11786 | 0 | 0 | 0.23572 | 351.0542 | 0.11846 | 0 | 0 | 0.23692 | 351.2381 | 0.11886 | 0 | 0 | 0.23771 | 351.5141 | 0.11946 | 0 | 0 | 0.23891 | 351.698 | 0.11985 | 0 | 0 | 0.23971 | 351.9739 | 0.12045 | 0 | 0 | 0.24091 | 352.1579 | 0.12085 | 0 | 0 | 0.2417 | 352.1579 | 0.12085 | 0 | 0 | 0.2417
2017-12-29 | 304.348 | 0.90714 |  | 325.1186 | 0.062204 | 0 | 0 | 0.12441 | 334.7343 | 0.08306 | 0 | 0 | 0.16612 | 342.0821 | 0.098998 | 0 | 0 | 0.198 | 342.2635 | 0.099391 | 0 | 0 | 0.19878 | 342.5357 | 0.099982 | 0 | 0 | 0.19996 | 342.8078 | 0.10057 | 0 | 0 | 0.20114 | 343.08 | 0.10116 | 0 | 0 | 0.20232 | 343.3521 | 0.10175 | 0 | 0 | 0.2035 | 343.6242 | 0.10234 | 0 | 0 | 0.20469 | 343.8964 | 0.10293 | 0 | 0 | 0.20587 | 344.1685 | 0.10352 | 0 | 0 | 0.20705 | 344.35 | 0.10392 | 0 | 0 | 0.20783 | 344.6221 | 0.10451 | 0 | 0 | 0.20901 | 344.8942 | 0.1051 | 0 | 0 | 0.21019 | 345.1664 | 0.10569 | 0 | 0 | 0.21138 | 345.3478 | 0.10608 | 0 | 0 | 0.21216 | 345.6199 | 0.10667 | 0 | 0 | 0.21334 | 345.8014 | 0.10706 | 0 | 0 | 0.21413 | 345.9828 | 0.10746 | 0 | 0 | 0.21492 | 346.2549 | 0.10805 | 0 | 0 | 0.2161 | 346.4364 | 0.10844 | 0 | 0 | 0.21688 | 346.7085 | 0.10903 | 0 | 0 | 0.21806 | 346.8899 | 0.10943 | 0 | 0 | 0.21885 | 347.1621 | 0.11002 | 0 | 0 | 0.22003 | 347.3435 | 0.11041 | 0 | 0 | 0.22082 | 347.3435 | 0.11041 | 0 | 0 | 0.22082
2017-12-29 01:00 | 302.1993 | 0.90073 |  | 322.8233 | 0.057225 | 0 | 0 | 0.11445 | 332.3711 | 0.077935 | 0 | 0 | 0.15587 | 339.667 | 0.093759 | 0 | 0 | 0.18752 | 339.8472 | 0.09415 | 0 | 0 | 0.1883 | 340.1174 | 0.094736 | 0 | 0 | 0.18947 | 340.3876 | 0.095322 | 0 | 0 | 0.19064 | 340.6578 | 0.095909 | 0 | 0 | 0.19182 | 340.9281 | 0.096495 | 0 | 0 | 0.19299 | 341.1983 | 0.097081 | 0 | 0 | 0.19416 | 341.4685 | 0.097667 | 0 | 0 | 0.19533 | 341.7387 | 0.098253 | 0 | 0 | 0.19651 | 341.9189 | 0.098644 | 0 | 0 | 0.19729 | 342.1891 | 0.09923 | 0 | 0 | 0.19846 | 342.4593 | 0.099816 | 0 | 0 | 0.19963 | 342.7295 | 0.1004 | 0 | 0 | 0.2008 | 342.9097 | 0.10079 | 0 | 0 | 0.20159 | 343.1799 | 0.10138 | 0 | 0 | 0.20276 | 343.36 | 0.10177 | 0 | 0 | 0.20354 | 343.5402 | 0.10216 | 0 | 0 | 0.20432 | 343.8104 | 0.10275 | 0 | 0 | 0.20549 | 343.9906 | 0.10314 | 0 | 0 | 0.20627 | 344.2608 | 0.10372 | 0 | 0 | 0.20745 | 344.4409 | 0.10411 | 0 | 0 | 0.20823 | 344.7111 | 0.1047 | 0 | 0 | 0.2094 | 344.8913 | 0.10509 | 0 | 0 | 0.21018 | 344.8913 | 0.10509 | 0 | 0 | 0.21018
2017-12-29 02:00 | 300.7193 | 0.89632 |  | 321.2423 | 0.053796 | 0 | 0 | 0.10759 | 330.7433 | 0.074404 | 0 | 0 | 0.14881 | 338.0035 | 0.090151 | 0 | 0 | 0.1803 | 338.1828 | 0.09054 | 0 | 0 | 0.18108 | 338.4517 | 0.091123 | 0 | 0 | 0.18225 | 338.7206 | 0.091707 | 0 | 0 | 0.18341 | 338.9895 | 0.09229 | 0 | 0 | 0.18458 | 339.2584 | 0.092873 | 0 | 0 | 0.18575 | 339.5273 | 0.093456 | 0 | 0 | 0.18691 | 339.7962 | 0.09404 | 0 | 0 | 0.18808 | 340.0651 | 0.094623 | 0 | 0 | 0.18925 | 340.2444 | 0.095012 | 0 | 0 | 0.19002 | 340.5133 | 0.095595 | 0 | 0 | 0.19119 | 340.7822 | 0.096178 | 0 | 0 | 0.19236 | 341.051 | 0.096761 | 0 | 0 | 0.19352 | 341.2303 | 0.09715 | 0 | 0 | 0.1943 | 341.4992 | 0.097733 | 0 | 0 | 0.19547 | 341.6785 | 0.098122 | 0 | 0 | 0.19624 | 341.8577 | 0.098511 | 0 | 0 | 0.19702 | 342.1266 | 0.099094 | 0 | 0 | 0.19819 | 342.3059 | 0.099483 | 0 | 0 | 0.19897 | 342.5748 | 0.10007 | 0 | 0 | 0.20013 | 342.7541 | 0.10046 | 0 | 0 | 0.20091 | 343.023 | 0.10104 | 0 | 0 | 0.20208 | 343.2022 | 0.10143 | 0 | 0 | 0.20285 | 343.2022 | 0.10143 | 0 | 0 | 0.20285
2017-12-29 03:00 | 295.7865 | 0.88162 |  | 315.9729 | 0.042367 | 0 | 0 | 0.084734 | 325.3181 | 0.062637 | 0 | 0 | 0.12527 | 332.4592 | 0.078126 | 0 | 0 | 0.15625 | 332.6355 | 0.078508 | 0 | 0 | 0.15702 | 332.9 | 0.079082 | 0 | 0 | 0.15816 | 333.1645 | 0.079655 | 0 | 0 | 0.15931 | 333.429 | 0.080229 | 0 | 0 | 0.16046 | 333.6935 | 0.080803 | 0 | 0 | 0.16161 | 333.958 | 0.081376 | 0 | 0 | 0.16275 | 334.2224 | 0.08195 | 0 | 0 | 0.1639 | 334.4869 | 0.082524 | 0 | 0 | 0.16505 | 334.6633 | 0.082906 | 0 | 0 | 0.16581 | 334.9277 | 0.08348 | 0 | 0 | 0.16696 | 335.1922 | 0.084054 | 0 | 0 | 0.16811 | 335.4567 | 0.084627 | 0 | 0 | 0.16925 | 335.633 | 0.08501 | 0 | 0 | 0.17002 | 335.8975 | 0.085583 | 0 | 0 | 0.17117 | 336.0739 | 0.085966 | 0 | 0 | 0.17193 | 336.2502 | 0.086348 | 0 | 0 | 0.1727 | 336.5147 | 0.086922 | 0 | 0 | 0.17384 | 336.691 | 0.087304 | 0 | 0 | 0.17461 | 336.9555 | 0.087878 | 0 | 0 | 0.17576 | 337.1318 | 0.088261 | 0 | 0 | 0.17652 | 337.3963 | 0.088834 | 0 | 0 | 0.17767 | 337.5726 | 0.089217 | 0 | 0 | 0.17843 | 337.5726 | 0.089217 | 0 | 0 | 0.17843
2017-12-29 04:00 | 304.7159 | 0.90824 |  | 325.5116 | 0.063056 | 0 | 0 | 0.12611 | 335.1389 | 0.083938 | 0 | 0 | 0.16788 | 342.4956 | 0.099895 | 0 | 0 | 0.19979 | 342.6773 | 0.10029 | 0 | 0 | 0.20058 | 342.9497 | 0.10088 | 0 | 0 | 0.20176 | 343.2222 | 0.10147 | 0 | 0 | 0.20294 | 343.4947 | 0.10206 | 0 | 0 | 0.20412 | 343.7671 | 0.10265 | 0 | 0 | 0.20531 | 344.0396 | 0.10324 | 0 | 0 | 0.20649 | 344.3121 | 0.10383 | 0 | 0 | 0.20767 | 344.5846 | 0.10443 | 0 | 0 | 0.20885 | 344.7662 | 0.10482 | 0 | 0 | 0.20964 | 345.0387 | 0.10541 | 0 | 0 | 0.21082 | 345.3111 | 0.106 | 0 | 0 | 0.212 | 345.5836 | 0.10659 | 0 | 0 | 0.21319 | 345.7653 | 0.10699 | 0 | 0 | 0.21397 | 346.0377 | 0.10758 | 0 | 0 | 0.21515 | 346.2194 | 0.10797 | 0 | 0 | 0.21594 | 346.401 | 0.10837 | 0 | 0 | 0.21673 | 346.6735 | 0.10896 | 0 | 0 | 0.21791 | 346.8551 | 0.10935 | 0 | 0 | 0.2187 | 347.1276 | 0.10994 | 0 | 0 | 0.21988 | 347.3093 | 0.11034 | 0 | 0 | 0.22067 | 347.5817 | 0.11093 | 0 | 0 | 0.22185 | 347.7634 | 0.11132 | 0 | 0 | 0.22264 | 347.7634 | 0.11132 | 0 | 0 | 0.22264
2017-12-29 05:00 | 305.3031 | 0.90999 |  | 326.1389 | 0.064417 | 0 | 0 | 0.12883 | 335.7848 | 0.085339 | 0 | 0 | 0.17068 | 343.1556 | 0.10133 | 0 | 0 | 0.20265 | 343.3376 | 0.10172 | 0 | 0 | 0.20344 | 343.6106 | 0.10231 | 0 | 0 | 0.20463 | 343.8836 | 0.10291 | 0 | 0 | 0.20581 | 344.1566 | 0.1035 | 0 | 0 | 0.20699 | 344.4296 | 0.10409 | 0 | 0 | 0.20818 | 344.7026 | 0.10468 | 0 | 0 | 0.20936 | 344.9756 | 0.10527 | 0 | 0 | 0.21055 | 345.2486 | 0.10587 | 0 | 0 | 0.21173 | 345.4306 | 0.10626 | 0 | 0 | 0.21252 | 345.7036 | 0.10685 | 0 | 0 | 0.21371 | 345.9766 | 0.10744 | 0 | 0 | 0.21489 | 346.2496 | 0.10804 | 0 | 0 | 0.21607 | 346.4316 | 0.10843 | 0 | 0 | 0.21686 | 346.7046 | 0.10902 | 0 | 0 | 0.21805 | 346.8866 | 0.10942 | 0 | 0 | 0.21884 | 347.0686 | 0.10981 | 0 | 0 | 0.21963 | 347.3416 | 0.11041 | 0 | 0 | 0.22081 | 347.5236 | 0.1108 | 0 | 0 | 0.2216 | 347.7966 | 0.11139 | 0 | 0 | 0.22278 | 347.9786 | 0.11179 | 0 | 0 | 0.22357 | 348.2516 | 0.11238 | 0 | 0 | 0.22476 | 348.4336 | 0.11277 | 0 | 0 | 0.22555 | 348.4336 | 0.11277 | 0 | 0 | 0.22555
2017-12-29 06:00 | 306.3593 | 0.91313 |  | 327.2672 | 0.066864 | 0 | 0 | 0.13373 | 336.9464 | 0.087858 | 0 | 0 | 0.17572 | 344.3428 | 0.1039 | 0 | 0 | 0.2078 | 344.5254 | 0.1043 | 0 | 0 | 0.20859 | 344.7994 | 0.10489 | 0 | 0 | 0.20978 | 345.0733 | 0.10549 | 0 | 0 | 0.21097 | 345.3473 | 0.10608 | 0 | 0 | 0.21216 | 345.6212 | 0.10667 | 0 | 0 | 0.21335 | 345.8951 | 0.10727 | 0 | 0 | 0.21454 | 346.1691 | 0.10786 | 0 | 0 | 0.21572 | 346.443 | 0.10846 | 0 | 0 | 0.21691 | 346.6256 | 0.10885 | 0 | 0 | 0.21771 | 346.8996 | 0.10945 | 0 | 0 | 0.21889 | 347.1735 | 0.11004 | 0 | 0 | 0.22008 | 347.4475 | 0.11064 | 0 | 0 | 0.22127 | 347.6301 | 0.11103 | 0 | 0 | 0.22206 | 347.904 | 0.11163 | 0 | 0 | 0.22325 | 348.0867 | 0.11202 | 0 | 0 | 0.22404 | 348.2693 | 0.11242 | 0 | 0 | 0.22484 | 348.5432 | 0.11301 | 0 | 0 | 0.22602 | 348.7259 | 0.11341 | 0 | 0 | 0.22682 | 348.9998 | 0.114 | 0 | 0 | 0.228 | 349.1824 | 0.1144 | 0 | 0 | 0.2288 | 349.4564 | 0.11499 | 0 | 0 | 0.22998 | 349.639 | 0.11539 | 0 | 0 | 0.23078 | 349.639 | 0.11539 | 0 | 0 | 0.23078
2017-12-29 07:00 | 303.0166 | 0.90317 |  | 323.6964 | 0.059119 | 0 | 0 | 0.11824 | 333.27 | 0.079884 | 0 | 0 | 0.15977 | 340.5857 | 0.095752 | 0 | 0 | 0.1915 | 340.7663 | 0.096144 | 0 | 0 | 0.19229 | 341.0373 | 0.096731 | 0 | 0 | 0.19346 | 341.3082 | 0.097319 | 0 | 0 | 0.19464 | 341.5792 | 0.097907 | 0 | 0 | 0.19581 | 341.8501 | 0.098495 | 0 | 0 | 0.19699 | 342.1211 | 0.099082 | 0 | 0 | 0.19816 | 342.392 | 0.09967 | 0 | 0 | 0.19934 | 342.663 | 0.10026 | 0 | 0 | 0.20052 | 342.8436 | 0.10065 | 0 | 0 | 0.2013 | 343.1146 | 0.10124 | 0 | 0 | 0.20247 | 343.3855 | 0.10182 | 0 | 0 | 0.20365 | 343.6565 | 0.10241 | 0 | 0 | 0.20483 | 343.8371 | 0.1028 | 0 | 0 | 0.20561 | 344.1081 | 0.10339 | 0 | 0 | 0.20678 | 344.2887 | 0.10378 | 0 | 0 | 0.20757 | 344.4693 | 0.10418 | 0 | 0 | 0.20835 | 344.7403 | 0.10476 | 0 | 0 | 0.20953 | 344.9209 | 0.10516 | 0 | 0 | 0.21031 | 345.1919 | 0.10574 | 0 | 0 | 0.21149 | 345.3725 | 0.10613 | 0 | 0 | 0.21227 | 345.6434 | 0.10672 | 0 | 0 | 0.21344 | 345.8241 | 0.10711 | 0 | 0 | 0.21423 | 345.8241 | 0.10711 | 0 | 0 | 0.21423
2017-12-29 08:00 | 303.6782 | 0.90514 |  | 324.4032 | 0.060652 | 0 | 0 | 0.1213 | 333.9977 | 0.081463 | 0 | 0 | 0.16293 | 341.3293 | 0.097365 | 0 | 0 | 0.19473 | 341.5104 | 0.097758 | 0 | 0 | 0.19552 | 341.7819 | 0.098347 | 0 | 0 | 0.19669 | 342.0534 | 0.098936 | 0 | 0 | 0.19787 | 342.325 | 0.099525 | 0 | 0 | 0.19905 | 342.5965 | 0.10011 | 0 | 0 | 0.20023 | 342.8681 | 0.1007 | 0 | 0 | 0.2014 | 343.1396 | 0.10129 | 0 | 0 | 0.20258 | 343.4112 | 0.10188 | 0 | 0 | 0.20376 | 343.5922 | 0.10227 | 0 | 0 | 0.20455 | 343.8637 | 0.10286 | 0 | 0 | 0.20572 | 344.1353 | 0.10345 | 0 | 0 | 0.2069 | 344.4068 | 0.10404 | 0 | 0 | 0.20808 | 344.5878 | 0.10443 | 0 | 0 | 0.20887 | 344.8594 | 0.10502 | 0 | 0 | 0.21004 | 345.0404 | 0.10541 | 0 | 0 | 0.21083 | 345.2214 | 0.10581 | 0 | 0 | 0.21161 | 345.493 | 0.1064 | 0 | 0 | 0.21279 | 345.674 | 0.10679 | 0 | 0 | 0.21358 | 345.9456 | 0.10738 | 0 | 0 | 0.21476 | 346.1266 | 0.10777 | 0 | 0 | 0.21554 | 346.3981 | 0.10836 | 0 | 0 | 0.21672 | 346.5792 | 0.10875 | 0 | 0 | 0.2175 | 346.5792 | 0.10875 | 0 | 0 | 0.2175
2017-12-29 09:00 | 308.2324 | 0.91872 |  | 329.2682 | 0.071204 | 0 | 0 | 0.14241 | 339.0066 | 0.092327 | 0 | 0 | 0.18465 | 346.4482 | 0.10847 | 0 | 0 | 0.21694 | 346.6319 | 0.10887 | 0 | 0 | 0.21773 | 346.9075 | 0.10946 | 0 | 0 | 0.21893 | 347.1831 | 0.11006 | 0 | 0 | 0.22012 | 347.4588 | 0.11066 | 0 | 0 | 0.22132 | 347.7344 | 0.11126 | 0 | 0 | 0.22251 | 348.01 | 0.11186 | 0 | 0 | 0.22371 | 348.2856 | 0.11245 | 0 | 0 | 0.22491 | 348.5612 | 0.11305 | 0 | 0 | 0.2261 | 348.745 | 0.11345 | 0 | 0 | 0.2269 | 349.0206 | 0.11405 | 0 | 0 | 0.22809 | 349.2962 | 0.11465 | 0 | 0 | 0.22929 | 349.5718 | 0.11524 | 0 | 0 | 0.23049 | 349.7555 | 0.11564 | 0 | 0 | 0.23128 | 350.0312 | 0.11624 | 0 | 0 | 0.23248 | 350.2149 | 0.11664 | 0 | 0 | 0.23328 | 350.3986 | 0.11704 | 0 | 0 | 0.23407 | 350.6743 | 0.11763 | 0 | 0 | 0.23527 | 350.858 | 0.11803 | 0 | 0 | 0.23607 | 351.1336 | 0.11863 | 0 | 0 | 0.23726 | 351.3174 | 0.11903 | 0 | 0 | 0.23806 | 351.593 | 0.11963 | 0 | 0 | 0.23925 | 351.7767 | 0.12003 | 0 | 0 | 0.24005 | 351.7767 | 0.12003 | 0 | 0 | 0.24005
2017-12-29 10:00 | 301.2157 | 0.8978 |  | 321.7725 | 0.054946 | 0 | 0 | 0.10989 | 331.2892 | 0.075588 | 0 | 0 | 0.15118 | 338.5614 | 0.091361 | 0 | 0 | 0.18272 | 338.741 | 0.091751 | 0 | 0 | 0.1835 | 339.0103 | 0.092335 | 0 | 0 | 0.18467 | 339.2797 | 0.092919 | 0 | 0 | 0.18584 | 339.549 | 0.093503 | 0 | 0 | 0.18701 | 339.8184 | 0.094088 | 0 | 0 | 0.18818 | 340.0877 | 0.094672 | 0 | 0 | 0.18934 | 340.3571 | 0.095256 | 0 | 0 | 0.19051 | 340.6264 | 0.09584 | 0 | 0 | 0.19168 | 340.806 | 0.09623 | 0 | 0 | 0.19246 | 341.0753 | 0.096814 | 0 | 0 | 0.19363 | 341.3446 | 0.097398 | 0 | 0 | 0.1948 | 341.614 | 0.097982 | 0 | 0 | 0.19596 | 341.7935 | 0.098372 | 0 | 0 | 0.19674 | 342.0629 | 0.098956 | 0 | 0 | 0.19791 | 342.2424 | 0.099345 | 0 | 0 | 0.19869 | 342.422 | 0.099735 | 0 | 0 | 0.19947 | 342.6913 | 0.10032 | 0 | 0 | 0.20064 | 342.8709 | 0.10071 | 0 | 0 | 0.20142 | 343.1402 | 0.10129 | 0 | 0 | 0.20259 | 343.3198 | 0.10168 | 0 | 0 | 0.20336 | 343.5891 | 0.10227 | 0 | 0 | 0.20453 | 343.7687 | 0.10266 | 0 | 0 | 0.20531 | 343.7687 | 0.10266 | 0 | 0 | 0.20531
2017-12-29 11:00 | 291.7685 | 0.86964 |  | 311.6806 | 0.033057 | 0 | 0 | 0.066114 | 320.8989 | 0.053051 | 0 | 0 | 0.1061 | 327.943 | 0.06833 | 0 | 0 | 0.13666 | 328.1169 | 0.068707 | 0 | 0 | 0.13741 | 328.3778 | 0.069273 | 0 | 0 | 0.13855 | 328.6387 | 0.069839 | 0 | 0 | 0.13968 | 328.8996 | 0.070405 | 0 | 0 | 0.14081 | 329.1605 | 0.070971 | 0 | 0 | 0.14194 | 329.4214 | 0.071537 | 0 | 0 | 0.14307 | 329.6823 | 0.072102 | 0 | 0 | 0.1442 | 329.9432 | 0.072668 | 0 | 0 | 0.14534 | 330.1171 | 0.073046 | 0 | 0 | 0.14609 | 330.378 | 0.073611 | 0 | 0 | 0.14722 | 330.6389 | 0.074177 | 0 | 0 | 0.14835 | 330.8998 | 0.074743 | 0 | 0 | 0.14949 | 331.0737 | 0.07512 | 0 | 0 | 0.15024 | 331.3346 | 0.075686 | 0 | 0 | 0.15137 | 331.5085 | 0.076064 | 0 | 0 | 0.15213 | 331.6825 | 0.076441 | 0 | 0 | 0.15288 | 331.9433 | 0.077007 | 0 | 0 | 0.15401 | 332.1173 | 0.077384 | 0 | 0 | 0.15477 | 332.3782 | 0.07795 | 0 | 0 | 0.1559 | 332.5521 | 0.078327 | 0 | 0 | 0.15665 | 332.813 | 0.078893 | 0 | 0 | 0.15779 | 332.9869 | 0.07927 | 0 | 0 | 0.15854 | 332.9869 | 0.07927 | 0 | 0 | 0.15854
2017-12-29 12:00 | 231.3975 | 0.6897 |  | 247.1896 | 0 | 0 | 0 | 0 | 254.5004 | 0 | 0 | 0 | 0 | 260.087 | 0 | 0 | 0 | 0 | 260.2249 | 0 | 0 | 0 | 0 | 260.4319 | 0 | 0 | 0 | 0 | 260.6388 | 0 | 0 | 0 | 0 | 260.8457 | 0 | 0 | 0 | 0 | 261.0526 | 0 | 0 | 0 | 0 | 261.2595 | 0 | 0 | 0 | 0 | 261.4664 | 0 | 0 | 0 | 0 | 261.6733 | 0 | 0 | 0 | 0 | 261.8113 | 0 | 0 | 0 | 0 | 262.0182 | 0 | 0 | 0 | 0 | 262.2251 | 0 | 0 | 0 | 0 | 262.432 | 0 | 0 | 0 | 0 | 262.5699 | 0 | 0 | 0 | 0 | 262.7768 | 0 | 0 | 0 | 0 | 262.9148 | 0 | 0 | 0 | 0 | 263.0527 | 0 | 0 | 0 | 0 | 263.2596 | 0 | 0 | 0 | 0 | 263.3976 | 0 | 0 | 0 | 0 | 263.6045 | 0 | 0 | 0 | 0 | 263.7424 | 0 | 0 | 0 | 0 | 263.9493 | 0 | 0 | 0 | 0 | 264.0873 | 0 | 0 | 0 | 0 | 264.0873 | 0 | 0 | 0 | 0
2017-12-29 13:00 | 308.95 | 0.92086 |  | 330.0347 | 0.072867 | 0 | 0 | 0.14573 | 339.7957 | 0.094039 | 0 | 0 | 0.18808 | 347.2547 | 0.11022 | 0 | 0 | 0.22043 | 347.4388 | 0.11062 | 0 | 0 | 0.22123 | 347.7151 | 0.11122 | 0 | 0 | 0.22243 | 347.9914 | 0.11181 | 0 | 0 | 0.22363 | 348.2676 | 0.11241 | 0 | 0 | 0.22483 | 348.5439 | 0.11301 | 0 | 0 | 0.22603 | 348.8201 | 0.11361 | 0 | 0 | 0.22722 | 349.0964 | 0.11421 | 0 | 0 | 0.22842 | 349.3726 | 0.11481 | 0 | 0 | 0.22962 | 349.5568 | 0.11521 | 0 | 0 | 0.23042 | 349.8331 | 0.11581 | 0 | 0 | 0.23162 | 350.1093 | 0.11641 | 0 | 0 | 0.23282 | 350.3856 | 0.11701 | 0 | 0 | 0.23402 | 350.5697 | 0.11741 | 0 | 0 | 0.23481 | 350.846 | 0.11801 | 0 | 0 | 0.23601 | 351.0302 | 0.11841 | 0 | 0 | 0.23681 | 351.2143 | 0.11881 | 0 | 0 | 0.23761 | 351.4906 | 0.1194 | 0 | 0 | 0.23881 | 351.6748 | 0.1198 | 0 | 0 | 0.23961 | 351.951 | 0.1204 | 0 | 0 | 0.24081 | 352.1352 | 0.1208 | 0 | 0 | 0.24161 | 352.4115 | 0.1214 | 0 | 0 | 0.2428 | 352.5956 | 0.1218 | 0 | 0 | 0.2436 | 352.5956 | 0.1218 | 0 | 0 | 0.2436
2017-12-29 14:00 | 303.593 | 0.90489 |  | 324.3121 | 0.060455 | 0 | 0 | 0.12091 | 333.9039 | 0.081259 | 0 | 0 | 0.16252 | 341.2335 | 0.097157 | 0 | 0 | 0.19431 | 341.4145 | 0.09755 | 0 | 0 | 0.1951 | 341.6859 | 0.098138 | 0 | 0 | 0.19628 | 341.9574 | 0.098727 | 0 | 0 | 0.19745 | 342.2289 | 0.099316 | 0 | 0 | 0.19863 | 342.5003 | 0.099905 | 0 | 0 | 0.19981 | 342.7718 | 0.10049 | 0 | 0 | 0.20099 | 343.0433 | 0.10108 | 0 | 0 | 0.20216 | 343.3147 | 0.10167 | 0 | 0 | 0.20334 | 343.4957 | 0.10206 | 0 | 0 | 0.20413 | 343.7672 | 0.10265 | 0 | 0 | 0.20531 | 344.0386 | 0.10324 | 0 | 0 | 0.20648 | 344.3101 | 0.10383 | 0 | 0 | 0.20766 | 344.4911 | 0.10422 | 0 | 0 | 0.20845 | 344.7626 | 0.10481 | 0 | 0 | 0.20962 | 344.9435 | 0.1052 | 0 | 0 | 0.21041 | 345.1245 | 0.1056 | 0 | 0 | 0.21119 | 345.396 | 0.10619 | 0 | 0 | 0.21237 | 345.577 | 0.10658 | 0 | 0 | 0.21316 | 345.8484 | 0.10717 | 0 | 0 | 0.21433 | 346.0294 | 0.10756 | 0 | 0 | 0.21512 | 346.3009 | 0.10815 | 0 | 0 | 0.2163 | 346.4818 | 0.10854 | 0 | 0 | 0.21708 | 346.4818 | 0.10854 | 0 | 0 | 0.21708
2017-12-29 15:00 | 301.4324 | 0.89845 |  | 322.004 | 0.055448 | 0 | 0 | 0.1109 | 331.5276 | 0.076105 | 0 | 0 | 0.15221 | 338.805 | 0.09189 | 0 | 0 | 0.18378 | 338.9847 | 0.092279 | 0 | 0 | 0.18456 | 339.2542 | 0.092864 | 0 | 0 | 0.18573 | 339.5238 | 0.093449 | 0 | 0 | 0.1869 | 339.7933 | 0.094033 | 0 | 0 | 0.18807 | 340.0628 | 0.094618 | 0 | 0 | 0.18924 | 340.3324 | 0.095203 | 0 | 0 | 0.19041 | 340.6019 | 0.095787 | 0 | 0 | 0.19157 | 340.8714 | 0.096372 | 0 | 0 | 0.19274 | 341.0511 | 0.096762 | 0 | 0 | 0.19352 | 341.3207 | 0.097346 | 0 | 0 | 0.19469 | 341.5902 | 0.097931 | 0 | 0 | 0.19586 | 341.8597 | 0.098515 | 0 | 0 | 0.19703 | 342.0394 | 0.098905 | 0 | 0 | 0.19781 | 342.309 | 0.09949 | 0 | 0 | 0.19898 | 342.4887 | 0.09988 | 0 | 0 | 0.19976 | 342.6683 | 0.10027 | 0 | 0 | 0.20054 | 342.9379 | 0.10085 | 0 | 0 | 0.20171 | 343.1176 | 0.10124 | 0 | 0 | 0.20249 | 343.3871 | 0.10183 | 0 | 0 | 0.20366 | 343.5668 | 0.10222 | 0 | 0 | 0.20444 | 343.8363 | 0.1028 | 0 | 0 | 0.20561 | 344.016 | 0.10319 | 0 | 0 | 0.20638 | 344.016 | 0.10319 | 0 | 0 | 0.20638
2017-12-29 16:00 | 310.0309 | 0.92408 |  | 331.1894 | 0.075371 | 0 | 0 | 0.15074 | 340.9846 | 0.096617 | 0 | 0 | 0.19323 | 348.4696 | 0.11285 | 0 | 0 | 0.2257 | 348.6544 | 0.11325 | 0 | 0 | 0.22651 | 348.9316 | 0.11385 | 0 | 0 | 0.22771 | 349.2089 | 0.11446 | 0 | 0 | 0.22891 | 349.4861 | 0.11506 | 0 | 0 | 0.23011 | 349.7633 | 0.11566 | 0 | 0 | 0.23132 | 350.0405 | 0.11626 | 0 | 0 | 0.23252 | 350.3178 | 0.11686 | 0 | 0 | 0.23372 | 350.595 | 0.11746 | 0 | 0 | 0.23492 | 350.7798 | 0.11786 | 0 | 0 | 0.23573 | 351.057 | 0.11846 | 0 | 0 | 0.23693 | 351.3342 | 0.11907 | 0 | 0 | 0.23813 | 351.6115 | 0.11967 | 0 | 0 | 0.23933 | 351.7963 | 0.12007 | 0 | 0 | 0.24014 | 352.0735 | 0.12067 | 0 | 0 | 0.24134 | 352.2583 | 0.12107 | 0 | 0 | 0.24214 | 352.4431 | 0.12147 | 0 | 0 | 0.24294 | 352.7204 | 0.12207 | 0 | 0 | 0.24414 | 352.9052 | 0.12247 | 0 | 0 | 0.24495 | 353.1824 | 0.12307 | 0 | 0 | 0.24615 | 353.3672 | 0.12348 | 0 | 0 | 0.24695 | 353.6444 | 0.12408 | 0 | 0 | 0.24815 | 353.8293 | 0.12448 | 0 | 0 | 0.24895 | 353.8293 | 0.12448 | 0 | 0 | 0.24895
2017-12-29 17:00 | 316.6482 | 0.9438 |  | 338.2583 | 0.090704 | 0 | 0 | 0.18141 | 348.2626 | 0.1124 | 0 | 0 | 0.22481 | 355.9074 | 0.12898 | 0 | 0 | 0.25797 | 356.0961 | 0.12939 | 0 | 0 | 0.25879 | 356.3793 | 0.13001 | 0 | 0 | 0.26002 | 356.6624 | 0.13062 | 0 | 0 | 0.26124 | 356.9456 | 0.13124 | 0 | 0 | 0.26247 | 357.2287 | 0.13185 | 0 | 0 | 0.2637 | 357.5118 | 0.13246 | 0 | 0 | 0.26493 | 357.795 | 0.13308 | 0 | 0 | 0.26616 | 358.0781 | 0.13369 | 0 | 0 | 0.26739 | 358.2669 | 0.1341 | 0 | 0 | 0.26821 | 358.55 | 0.13472 | 0 | 0 | 0.26943 | 358.8332 | 0.13533 | 0 | 0 | 0.27066 | 359.1163 | 0.13594 | 0 | 0 | 0.27189 | 359.3051 | 0.13635 | 0 | 0 | 0.27271 | 359.5882 | 0.13697 | 0 | 0 | 0.27394 | 359.777 | 0.13738 | 0 | 0 | 0.27476 | 359.9657 | 0.13779 | 0 | 0 | 0.27557 | 360.2489 | 0.1384 | 0 | 0 | 0.2768 | 360.4376 | 0.13881 | 0 | 0 | 0.27762 | 360.7208 | 0.13942 | 0 | 0 | 0.27885 | 360.9095 | 0.13983 | 0 | 0 | 0.27967 | 361.1927 | 0.14045 | 0 | 0 | 0.2809 | 361.3814 | 0.14086 | 0 | 0 | 0.28172 | 361.3814 | 0.14086 | 0 | 0 | 0.28172
2017-12-29 18:00 | 328.5417 | 0.97925 |  | 350.9634 | 0.11826 | 0 | 0 | 0.23652 | 361.3435 | 0.14078 | 0 | 0 | 0.28155 | 369.2754 | 0.15798 | 0.31763 | 0.13326 | 0.90011 | 369.4713 | 0.1584 | 0.33039 | 0.14602 | 0.93924 | 369.7651 | 0.15904 | 0.34953 | 0.16516 | 0.99793 | 370.0588 | 0.15968 | 0.36867 | 0.1843 | 1.0566 | 370.3526 | 0.16032 | 0.38781 | 0.20344 | 1.1153 | 370.6464 | 0.16095 | 0.40695 | 0.22258 | 1.174 | 370.9402 | 0.16159 | 0.42609 | 0.24172 | 1.2327 | 371.2339 | 0.16223 | 0.44523 | 0.26086 | 1.2914 | 371.5277 | 0.16287 | 0.46437 | 0.28 | 1.3501 | 371.7236 | 0.16329 | 0.47713 | 0.29276 | 1.3892 | 372.0173 | 0.16393 | 0.49627 | 0.31189 | 1.4479 | 372.3111 | 0.16456 | 0.51541 | 0.33103 | 1.5066 | 372.6049 | 0.1652 | 0.53455 | 0.35017 | 1.5653 | 372.8007 | 0.16563 | 0.54731 | 0.36293 | 1.6044 | 373.0945 | 0.16626 | 0.56645 | 0.38207 | 1.6631 | 373.2904 | 0.16669 | 0.57921 | 0.39483 | 1.7022 | 373.4862 | 0.16711 | 0.59197 | 0.40759 | 1.7414 | 373.78 | 0.16775 | 0.61111 | 0.42673 | 1.8001 | 373.9758 | 0.16818 | 0.62387 | 0.43949 | 1.8392 | 374.2696 | 0.16881 | 0.643 | 0.45863 | 1.8979 | 374.4655 | 0.16924 | 0.65576 | 0.47139 | 1.937 | 374.7592 | 0.16987 | 0.6749 | 0.49053 | 1.9957 | 374.9551 | 0.1703 | 0.68766 | 0.50329 | 2.0348 | 374.9551 | 0.1703 | 0.68766 | 0.50329 | 2.0348
2017-12-29 19:00 | 326.1112 | 0.97201 |  | 348.3671 | 0.11263 | 0 | 0 | 0.22526 | 358.6703 | 0.13498 | 0 | 0 | 0.26996 | 366.5436 | 0.15205 | 0.13966 | 0 | 0.44376 | 366.738 | 0.15248 | 0.15232 | 0 | 0.45727 | 367.0296 | 0.15311 | 0.17132 | 0 | 0.47754 | 367.3212 | 0.15374 | 0.19032 | 0.005942 | 0.50968 | 367.6128 | 0.15437 | 0.20931 | 0.02494 | 0.56794 | 367.9044 | 0.15501 | 0.22831 | 0.043938 | 0.6262 | 368.196 | 0.15564 | 0.24731 | 0.062936 | 0.68446 | 368.4876 | 0.15627 | 0.26631 | 0.081933 | 0.74272 | 368.7792 | 0.1569 | 0.28531 | 0.10093 | 0.80098 | 368.9736 | 0.15733 | 0.29797 | 0.1136 | 0.83982 | 369.2652 | 0.15796 | 0.31697 | 0.13259 | 0.89807 | 369.5568 | 0.15859 | 0.33597 | 0.15159 | 0.95633 | 369.8484 | 0.15922 | 0.35496 | 0.17059 | 1.0146 | 370.0428 | 0.15964 | 0.36763 | 0.18326 | 1.0534 | 370.3344 | 0.16028 | 0.38663 | 0.20225 | 1.1117 | 370.5288 | 0.1607 | 0.39929 | 0.21492 | 1.1505 | 370.7232 | 0.16112 | 0.41196 | 0.22758 | 1.1894 | 371.0148 | 0.16175 | 0.43096 | 0.24658 | 1.2476 | 371.2092 | 0.16217 | 0.44362 | 0.25925 | 1.2865 | 371.5008 | 0.16281 | 0.46262 | 0.27824 | 1.3447 | 371.6952 | 0.16323 | 0.47528 | 0.29091 | 1.3836 | 371.9868 | 0.16386 | 0.49428 | 0.30991 | 1.4418 | 372.1812 | 0.16428 | 0.50695 | 0.32257 | 1.4807 | 372.1812 | 0.16428 | 0.50695 | 0.32257 | 1.4807
2017-12-29 20:00 | 325.061 | 0.96888 |  | 347.2453 | 0.1102 | 0 | 0 | 0.22039 | 357.5154 | 0.13247 | 0 | 0 | 0.26494 | 365.3633 | 0.14949 | 0.062756 | 0 | 0.36174 | 365.557 | 0.14991 | 0.07538 | 0 | 0.37521 | 365.8477 | 0.15055 | 0.094317 | 0 | 0.39541 | 366.1384 | 0.15118 | 0.11325 | 0 | 0.41561 | 366.429 | 0.15181 | 0.13219 | 0 | 0.4358 | 366.7197 | 0.15244 | 0.15113 | 0 | 0.456 | 367.0103 | 0.15307 | 0.17006 | 0 | 0.4762 | 367.301 | 0.1537 | 0.189 | 0.0046259 | 0.50565 | 367.5917 | 0.15433 | 0.20794 | 0.023563 | 0.56372 | 367.7854 | 0.15475 | 0.22056 | 0.036187 | 0.60243 | 368.0761 | 0.15538 | 0.2395 | 0.055124 | 0.6605 | 368.3668 | 0.15601 | 0.25843 | 0.07406 | 0.71857 | 368.6574 | 0.15664 | 0.27737 | 0.092997 | 0.77664 | 368.8512 | 0.15706 | 0.29 | 0.10562 | 0.81536 | 369.1419 | 0.15769 | 0.30893 | 0.12456 | 0.87343 | 369.3356 | 0.15811 | 0.32156 | 0.13718 | 0.91214 | 369.5294 | 0.15853 | 0.33418 | 0.14981 | 0.95086 | 369.8201 | 0.15916 | 0.35312 | 0.16874 | 1.0089 | 370.0139 | 0.15958 | 0.36574 | 0.18137 | 1.0476 | 370.3045 | 0.16021 | 0.38468 | 0.2003 | 1.1057 | 370.4983 | 0.16063 | 0.3973 | 0.21293 | 1.1444 | 370.789 | 0.16126 | 0.41624 | 0.23187 | 1.2025 | 370.9827 | 0.16168 | 0.42887 | 0.24449 | 1.2412 | 370.9827 | 0.16168 | 0.42887 | 0.24449 | 1.2412
2017-12-29 21:00 | 325.3662 | 0.96979 |  | 347.5713 | 0.1109 | 0 | 0 | 0.22181 | 357.851 | 0.1332 | 0 | 0 | 0.2664 | 365.7063 | 0.15024 | 0.085104 | 0 | 0.38558 | 365.9002 | 0.15066 | 0.09774 | 0 | 0.39906 | 366.1912 | 0.15129 | 0.11669 | 0 | 0.41927 | 366.4821 | 0.15192 | 0.13565 | 0 | 0.43949 | 366.773 | 0.15255 | 0.1546 | 0 | 0.45971 | 367.064 | 0.15318 | 0.17356 | 0 | 0.47992 | 367.3549 | 0.15381 | 0.19251 | 0.0081377 | 0.51642 | 367.6458 | 0.15445 | 0.21147 | 0.027092 | 0.57454 | 367.9368 | 0.15508 | 0.23042 | 0.046047 | 0.63267 | 368.1307 | 0.1555 | 0.24306 | 0.058683 | 0.67142 | 368.4217 | 0.15613 | 0.26201 | 0.077637 | 0.72954 | 368.7126 | 0.15676 | 0.28097 | 0.096592 | 0.78767 | 369.0035 | 0.15739 | 0.29992 | 0.11555 | 0.84579 | 369.1975 | 0.15781 | 0.31256 | 0.12818 | 0.88454 | 369.4884 | 0.15844 | 0.33151 | 0.14714 | 0.94267 | 369.6824 | 0.15886 | 0.34415 | 0.15977 | 0.98142 | 369.8764 | 0.15928 | 0.35678 | 0.17241 | 1.0202 | 370.1673 | 0.15991 | 0.37574 | 0.19136 | 1.0783 | 370.3612 | 0.16034 | 0.38838 | 0.204 | 1.117 | 370.6522 | 0.16097 | 0.40733 | 0.22296 | 1.1752 | 370.8461 | 0.16139 | 0.41997 | 0.23559 | 1.2139 | 371.1371 | 0.16202 | 0.43892 | 0.25455 | 1.272 | 371.331 | 0.16244 | 0.45156 | 0.26718 | 1.3108 | 371.331 | 0.16244 | 0.45156 | 0.26718 | 1.3108
2017-12-29 22:00 | 330.2323 | 0.98429 |  | 352.7695 | 0.12218 | 0 | 0 | 0.24436 | 363.203 | 0.14481 | 0 | 0 | 0.28962 | 371.1757 | 0.1621 | 0.44144 | 0.25706 | 1.2798 | 371.3726 | 0.16253 | 0.45426 | 0.26989 | 1.3191 | 371.6679 | 0.16317 | 0.4735 | 0.28913 | 1.3781 | 371.9632 | 0.16381 | 0.49274 | 0.30836 | 1.4371 | 372.2584 | 0.16445 | 0.51198 | 0.3276 | 1.4961 | 372.5537 | 0.16509 | 0.53122 | 0.34684 | 1.5551 | 372.849 | 0.16573 | 0.55045 | 0.36608 | 1.6141 | 373.1443 | 0.16637 | 0.56969 | 0.38532 | 1.6731 | 373.4396 | 0.16701 | 0.58893 | 0.40455 | 1.7321 | 373.6364 | 0.16744 | 0.60175 | 0.41738 | 1.7714 | 373.9317 | 0.16808 | 0.62099 | 0.43662 | 1.8304 | 374.227 | 0.16872 | 0.64023 | 0.45586 | 1.8894 | 374.5223 | 0.16936 | 0.65947 | 0.47509 | 1.9484 | 374.7192 | 0.16979 | 0.67229 | 0.48792 | 1.9877 | 375.0144 | 0.17043 | 0.69153 | 0.50716 | 2.0467 | 375.2113 | 0.17085 | 0.70436 | 0.51998 | 2.086 | 375.4082 | 0.17128 | 0.71718 | 0.53281 | 2.1254 | 375.7035 | 0.17192 | 0.73642 | 0.55205 | 2.1844 | 375.9003 | 0.17235 | 0.74925 | 0.56487 | 2.2237 | 376.1956 | 0.17299 | 0.76848 | 0.58411 | 2.2827 | 376.3925 | 0.17342 | 0.78131 | 0.59693 | 2.322 | 376.6877 | 0.17406 | 0.80055 | 0.61617 | 2.381 | 376.8846 | 0.17448 | 0.81337 | 0.629 | 2.4203 | 376.8846 | 0.17448 | 0.81337 | 0.629 | 2.4203
2017-12-29 23:00 | 331.3082 | 0.9875 |  | 353.9188 | 0.12467 | 0 | 0 | 0.24934 | 364.3862 | 0.14738 | 0 | 0 | 0.29475 | 372.385 | 0.16472 | 0.52022 | 0.33585 | 1.5214 | 372.5825 | 0.16515 | 0.53309 | 0.34871 | 1.5608 | 372.8787 | 0.1658 | 0.55239 | 0.36801 | 1.62 | 373.175 | 0.16644 | 0.57169 | 0.38731 | 1.6792 | 373.4712 | 0.16708 | 0.59099 | 0.40661 | 1.7384 | 373.7675 | 0.16772 | 0.61029 | 0.42592 | 1.7976 | 374.0637 | 0.16837 | 0.62959 | 0.44522 | 1.8568 | 374.36 | 0.16901 | 0.64889 | 0.46452 | 1.9159 | 374.6562 | 0.16965 | 0.66819 | 0.48382 | 1.9751 | 374.8537 | 0.17008 | 0.68106 | 0.49668 | 2.0146 | 375.1499 | 0.17072 | 0.70036 | 0.51598 | 2.0738 | 375.4462 | 0.17136 | 0.71966 | 0.53529 | 2.133 | 375.7424 | 0.17201 | 0.73896 | 0.55459 | 2.1921 | 375.9399 | 0.17244 | 0.75183 | 0.56745 | 2.2316 | 376.2362 | 0.17308 | 0.77113 | 0.58675 | 2.2908 | 376.4337 | 0.17351 | 0.784 | 0.59962 | 2.3302 | 376.6312 | 0.17393 | 0.79686 | 0.61249 | 2.3697 | 376.9274 | 0.17458 | 0.81616 | 0.63179 | 2.4289 | 377.1249 | 0.17501 | 0.82903 | 0.64466 | 2.4684 | 377.4212 | 0.17565 | 0.84833 | 0.66396 | 2.5275 | 377.6187 | 0.17608 | 0.8612 | 0.67682 | 2.567 | 377.9149 | 0.17672 | 0.8805 | 0.69612 | 2.6262 | 378.1124 | 0.17715 | 0.89337 | 0.70899 | 2.6656 | 378.1124 | 0.17715 | 0.89337 | 0.70899 | 2.6656
2017-12-30 | 330.9675 | 0.98648 |  | 353.5548 | 0.12388 | 0 | 0 | 0.24776 | 364.0115 | 0.14656 | 0 | 0 | 0.29313 | 372.002 | 0.16389 | 0.49527 | 0.3109 | 1.4448 | 372.1993 | 0.16432 | 0.50812 | 0.32375 | 1.4843 | 372.4952 | 0.16496 | 0.5274 | 0.34303 | 1.5434 | 372.7912 | 0.16561 | 0.54669 | 0.36231 | 1.6025 | 373.0871 | 0.16625 | 0.56597 | 0.38159 | 1.6616 | 373.3831 | 0.16689 | 0.58525 | 0.40087 | 1.7208 | 373.679 | 0.16753 | 0.60453 | 0.42015 | 1.7799 | 373.975 | 0.16817 | 0.62381 | 0.43943 | 1.839 | 374.2709 | 0.16882 | 0.64309 | 0.45871 | 1.8981 | 374.4682 | 0.16924 | 0.65594 | 0.47157 | 1.9376 | 374.7641 | 0.16989 | 0.67522 | 0.49085 | 1.9967 | 375.0601 | 0.17053 | 0.6945 | 0.51013 | 2.0558 | 375.356 | 0.17117 | 0.71379 | 0.52941 | 2.1149 | 375.5533 | 0.1716 | 0.72664 | 0.54226 | 2.1544 | 375.8493 | 0.17224 | 0.74592 | 0.56155 | 2.2135 | 376.0466 | 0.17267 | 0.75877 | 0.5744 | 2.2529 | 376.2439 | 0.17309 | 0.77163 | 0.58725 | 2.2923 | 376.5398 | 0.17374 | 0.79091 | 0.60653 | 2.3514 | 376.7371 | 0.17416 | 0.80376 | 0.61939 | 2.3909 | 377.033 | 0.17481 | 0.82304 | 0.63867 | 2.45 | 377.2303 | 0.17523 | 0.8359 | 0.65152 | 2.4894 | 377.5263 | 0.17588 | 0.85518 | 0.6708 | 2.5485 | 377.7236 | 0.1763 | 0.86803 | 0.68366 | 2.588 | 377.7236 | 0.1763 | 0.86803 | 0.68366 | 2.588
2017-12-30 01:00 | 331.192 | 0.98715 |  | 353.7947 | 0.1244 | 0 | 0 | 0.2488 | 364.2585 | 0.1471 | 0 | 0 | 0.2942 | 372.2544 | 0.16444 | 0.51171 | 0.32734 | 1.4953 | 372.4518 | 0.16487 | 0.52457 | 0.3402 | 1.5347 | 372.7479 | 0.16551 | 0.54387 | 0.35949 | 1.5939 | 373.0441 | 0.16615 | 0.56316 | 0.37879 | 1.653 | 373.3402 | 0.1668 | 0.58246 | 0.39808 | 1.7122 | 373.6364 | 0.16744 | 0.60175 | 0.41738 | 1.7714 | 373.9325 | 0.16808 | 0.62104 | 0.43667 | 1.8305 | 374.2287 | 0.16872 | 0.64034 | 0.45596 | 1.8897 | 374.5248 | 0.16937 | 0.65963 | 0.47526 | 1.9489 | 374.7222 | 0.16979 | 0.67249 | 0.48812 | 1.9883 | 375.0184 | 0.17044 | 0.69179 | 0.50741 | 2.0475 | 375.3145 | 0.17108 | 0.71108 | 0.52671 | 2.1067 | 375.6107 | 0.17172 | 0.73038 | 0.546 | 2.1658 | 375.8081 | 0.17215 | 0.74324 | 0.55886 | 2.2053 | 376.1043 | 0.17279 | 0.76253 | 0.57816 | 2.2644 | 376.3017 | 0.17322 | 0.7754 | 0.59102 | 2.3039 | 376.4991 | 0.17365 | 0.78826 | 0.60388 | 2.3433 | 376.7953 | 0.17429 | 0.80755 | 0.62318 | 2.4025 | 376.9927 | 0.17472 | 0.82041 | 0.63604 | 2.4419 | 377.2888 | 0.17536 | 0.83971 | 0.65533 | 2.5011 | 377.4863 | 0.17579 | 0.85257 | 0.6682 | 2.5405 | 377.7824 | 0.17643 | 0.87186 | 0.68749 | 2.5997 | 377.9798 | 0.17686 | 0.88473 | 0.70035 | 2.6392 | 377.9798 | 0.17686 | 0.88473 | 0.70035 | 2.6392
2017-12-30 02:00 | 330.2315 | 0.98429 |  | 352.7686 | 0.12218 | 0 | 0 | 0.24435 | 363.202 | 0.14481 | 0 | 0 | 0.28961 | 371.1747 | 0.1621 | 0.44137 | 0.257 | 1.2796 | 371.3716 | 0.16253 | 0.4542 | 0.26982 | 1.3189 | 371.6669 | 0.16317 | 0.47344 | 0.28906 | 1.3779 | 371.9622 | 0.16381 | 0.49267 | 0.3083 | 1.4369 | 372.2574 | 0.16445 | 0.51191 | 0.32754 | 1.4959 | 372.5527 | 0.16509 | 0.53115 | 0.34678 | 1.5549 | 372.848 | 0.16573 | 0.55039 | 0.36601 | 1.6139 | 373.1433 | 0.16637 | 0.56963 | 0.38525 | 1.6729 | 373.4386 | 0.16701 | 0.58886 | 0.40449 | 1.7319 | 373.6354 | 0.16744 | 0.60169 | 0.41731 | 1.7712 | 373.9307 | 0.16808 | 0.62093 | 0.43655 | 1.8302 | 374.226 | 0.16872 | 0.64016 | 0.45579 | 1.8892 | 374.5213 | 0.16936 | 0.6594 | 0.47503 | 1.9482 | 374.7182 | 0.16979 | 0.67223 | 0.48785 | 1.9875 | 375.0134 | 0.17043 | 0.69147 | 0.50709 | 2.0465 | 375.2103 | 0.17085 | 0.70429 | 0.51992 | 2.0858 | 375.4072 | 0.17128 | 0.71712 | 0.53274 | 2.1252 | 375.7024 | 0.17192 | 0.73635 | 0.55198 | 2.1842 | 375.8993 | 0.17235 | 0.74918 | 0.56481 | 2.2235 | 376.1946 | 0.17299 | 0.76842 | 0.58404 | 2.2825 | 376.3914 | 0.17341 | 0.78124 | 0.59687 | 2.3218 | 376.6867 | 0.17406 | 0.80048 | 0.61611 | 2.3808 | 376.8836 | 0.17448 | 0.81331 | 0.62893 | 2.4201 | 376.8836 | 0.17448 | 0.81331 | 0.62893 | 2.4201
2017-12-30 03:00 | 326.8276 | 0.97414 |  | 349.1324 | 0.11429 | 0 | 0 | 0.22858 | 359.4583 | 0.13669 | 0 | 0 | 0.27337 | 367.3489 | 0.1538 | 0.19212 | 0.0077446 | 0.51521 | 367.5437 | 0.15422 | 0.20481 | 0.020438 | 0.55414 | 367.8359 | 0.15486 | 0.22385 | 0.039477 | 0.61252 | 368.1282 | 0.15549 | 0.24289 | 0.058517 | 0.67091 | 368.4204 | 0.15613 | 0.26193 | 0.077556 | 0.72929 | 368.7127 | 0.15676 | 0.28097 | 0.096596 | 0.78768 | 369.0049 | 0.15739 | 0.30001 | 0.11564 | 0.84607 | 369.2972 | 0.15803 | 0.31905 | 0.13468 | 0.90445 | 369.5894 | 0.15866 | 0.33809 | 0.15371 | 0.96284 | 369.7842 | 0.15908 | 0.35078 | 0.16641 | 1.0018 | 370.0765 | 0.15972 | 0.36982 | 0.18545 | 1.0602 | 370.3687 | 0.16035 | 0.38886 | 0.20449 | 1.1185 | 370.661 | 0.16099 | 0.4079 | 0.22353 | 1.1769 | 370.8558 | 0.16141 | 0.42059 | 0.23622 | 1.2158 | 371.148 | 0.16204 | 0.43963 | 0.25526 | 1.2742 | 371.3429 | 0.16246 | 0.45233 | 0.26795 | 1.3132 | 371.5377 | 0.16289 | 0.46502 | 0.28065 | 1.3521 | 371.8299 | 0.16352 | 0.48406 | 0.29969 | 1.4105 | 372.0248 | 0.16394 | 0.49675 | 0.31238 | 1.4494 | 372.317 | 0.16458 | 0.51579 | 0.33142 | 1.5078 | 372.5118 | 0.165 | 0.52849 | 0.34411 | 1.5467 | 372.8041 | 0.16563 | 0.54752 | 0.36315 | 1.6051 | 372.9989 | 0.16606 | 0.56022 | 0.37584 | 1.644 | 372.9989 | 0.16606 | 0.56022 | 0.37584 | 1.644
2017-12-30 04:00 | 325.0675 | 0.9689 |  | 347.2522 | 0.11021 | 0 | 0 | 0.22042 | 357.5225 | 0.13249 | 0 | 0 | 0.26498 | 365.3705 | 0.14951 | 0.06323 | 0 | 0.36225 | 365.5643 | 0.14993 | 0.075855 | 0 | 0.37572 | 365.855 | 0.15056 | 0.094792 | 0 | 0.39591 | 366.1456 | 0.15119 | 0.11373 | 0 | 0.41611 | 366.4363 | 0.15182 | 0.13267 | 0 | 0.43631 | 366.727 | 0.15245 | 0.1516 | 0 | 0.45651 | 367.0177 | 0.15308 | 0.17054 | 0 | 0.47671 | 367.3083 | 0.15371 | 0.18948 | 0.0051027 | 0.50711 | 367.599 | 0.15434 | 0.20841 | 0.02404 | 0.56518 | 367.7928 | 0.15476 | 0.22104 | 0.036664 | 0.6039 | 368.0834 | 0.15539 | 0.23998 | 0.055602 | 0.66197 | 368.3741 | 0.15603 | 0.25891 | 0.074539 | 0.72004 | 368.6648 | 0.15666 | 0.27785 | 0.093476 | 0.77811 | 368.8586 | 0.15708 | 0.29047 | 0.1061 | 0.81683 | 369.1492 | 0.15771 | 0.30941 | 0.12504 | 0.8749 | 369.343 | 0.15813 | 0.32204 | 0.13766 | 0.91361 | 369.5368 | 0.15855 | 0.33466 | 0.15029 | 0.95233 | 369.8275 | 0.15918 | 0.3536 | 0.16922 | 1.0104 | 370.0212 | 0.1596 | 0.36622 | 0.18185 | 1.0491 | 370.3119 | 0.16023 | 0.38516 | 0.20079 | 1.1072 | 370.5057 | 0.16065 | 0.39778 | 0.21341 | 1.1459 | 370.7963 | 0.16128 | 0.41672 | 0.23235 | 1.204 | 370.9901 | 0.1617 | 0.42935 | 0.24497 | 1.2427 | 370.9901 | 0.1617 | 0.42935 | 0.24497 | 1.2427
2017-12-30 05:00 | 330.9976 | 0.98657 |  | 353.587 | 0.12395 | 0 | 0 | 0.2479 | 364.0446 | 0.14663 | 0 | 0 | 0.29327 | 372.0359 | 0.16397 | 0.49748 | 0.3131 | 1.4516 | 372.2332 | 0.1644 | 0.51033 | 0.32596 | 1.491 | 372.5291 | 0.16504 | 0.52961 | 0.34524 | 1.5502 | 372.8251 | 0.16568 | 0.5489 | 0.36452 | 1.6093 | 373.1211 | 0.16632 | 0.56818 | 0.3838 | 1.6684 | 373.4171 | 0.16696 | 0.58746 | 0.40309 | 1.7276 | 373.713 | 0.16761 | 0.60674 | 0.42237 | 1.7867 | 374.009 | 0.16825 | 0.62603 | 0.44165 | 1.8458 | 374.305 | 0.16889 | 0.64531 | 0.46093 | 1.905 | 374.5023 | 0.16932 | 0.65816 | 0.47379 | 1.9444 | 374.7983 | 0.16996 | 0.67745 | 0.49307 | 2.0035 | 375.0942 | 0.1706 | 0.69673 | 0.51235 | 2.0626 | 375.3902 | 0.17124 | 0.71601 | 0.53164 | 2.1218 | 375.5875 | 0.17167 | 0.72887 | 0.54449 | 2.1612 | 375.8835 | 0.17231 | 0.74815 | 0.56377 | 2.2203 | 376.0808 | 0.17274 | 0.761 | 0.57663 | 2.2597 | 376.2781 | 0.17317 | 0.77386 | 0.58948 | 2.2992 | 376.5741 | 0.17381 | 0.79314 | 0.60877 | 2.3583 | 376.7714 | 0.17424 | 0.806 | 0.62162 | 2.3977 | 377.0674 | 0.17488 | 0.82528 | 0.6409 | 2.4568 | 377.2647 | 0.17531 | 0.83813 | 0.65376 | 2.4963 | 377.5607 | 0.17595 | 0.85742 | 0.67304 | 2.5554 | 377.758 | 0.17638 | 0.87027 | 0.6859 | 2.5948 | 377.758 | 0.17638 | 0.87027 | 0.6859 | 2.5948
2017-12-30 06:00 | 327.333 | 0.97565 |  | 349.6723 | 0.11546 | 0 | 0 | 0.23092 | 360.0141 | 0.13789 | 0 | 0 | 0.27578 | 367.9169 | 0.15503 | 0.22912 | 0.04475 | 0.62869 | 368.112 | 0.15546 | 0.24184 | 0.057463 | 0.66768 | 368.4047 | 0.15609 | 0.26091 | 0.076532 | 0.72615 | 368.6974 | 0.15673 | 0.27998 | 0.095601 | 0.78463 | 368.9901 | 0.15736 | 0.29904 | 0.11467 | 0.84311 | 369.2828 | 0.158 | 0.31811 | 0.13374 | 0.90158 | 369.5755 | 0.15863 | 0.33718 | 0.15281 | 0.96006 | 369.8682 | 0.15927 | 0.35625 | 0.17188 | 1.0185 | 370.1609 | 0.1599 | 0.37532 | 0.19095 | 1.077 | 370.356 | 0.16032 | 0.38803 | 0.20366 | 1.116 | 370.6487 | 0.16096 | 0.4071 | 0.22273 | 1.1745 | 370.9414 | 0.16159 | 0.42617 | 0.2418 | 1.233 | 371.2341 | 0.16223 | 0.44524 | 0.26087 | 1.2914 | 371.4292 | 0.16265 | 0.45795 | 0.27358 | 1.3304 | 371.7219 | 0.16329 | 0.47702 | 0.29265 | 1.3889 | 371.917 | 0.16371 | 0.48973 | 0.30536 | 1.4279 | 372.1122 | 0.16413 | 0.50245 | 0.31807 | 1.4669 | 372.4049 | 0.16477 | 0.52152 | 0.33714 | 1.5253 | 372.6 | 0.16519 | 0.53423 | 0.34985 | 1.5643 | 372.8927 | 0.16583 | 0.5533 | 0.36892 | 1.6228 | 373.0878 | 0.16625 | 0.56601 | 0.38164 | 1.6618 | 373.3805 | 0.16688 | 0.58508 | 0.40071 | 1.7203 | 373.5756 | 0.16731 | 0.59779 | 0.41342 | 1.7592 | 373.5756 | 0.16731 | 0.59779 | 0.41342 | 1.7592
2017-12-30 07:00 | 324.7313 | 0.96789 |  | 346.893 | 0.10943 | 0 | 0 | 0.21887 | 357.1527 | 0.13169 | 0 | 0 | 0.26337 | 364.9926 | 0.14869 | 0.038608 | 0 | 0.33599 | 365.1862 | 0.14911 | 0.05122 | 0 | 0.34944 | 365.4765 | 0.14974 | 0.070137 | 0 | 0.36962 | 365.7669 | 0.15037 | 0.089054 | 0 | 0.38979 | 366.0573 | 0.151 | 0.10797 | 0 | 0.40997 | 366.3477 | 0.15163 | 0.12689 | 0 | 0.43015 | 366.638 | 0.15226 | 0.14581 | 0 | 0.45033 | 366.9284 | 0.15289 | 0.16472 | 0 | 0.4705 | 367.2188 | 0.15352 | 0.18364 | 0 | 0.49068 | 367.4123 | 0.15394 | 0.19625 | 0.011879 | 0.52789 | 367.7027 | 0.15457 | 0.21517 | 0.030796 | 0.5859 | 367.9931 | 0.1552 | 0.23409 | 0.049714 | 0.64391 | 368.2834 | 0.15583 | 0.25301 | 0.068631 | 0.70193 | 368.477 | 0.15625 | 0.26562 | 0.081243 | 0.7406 | 368.7674 | 0.15688 | 0.28454 | 0.10016 | 0.79861 | 368.961 | 0.1573 | 0.29715 | 0.11277 | 0.83729 | 369.1545 | 0.15772 | 0.30976 | 0.12538 | 0.87596 | 369.4449 | 0.15835 | 0.32868 | 0.1443 | 0.93397 | 369.6385 | 0.15877 | 0.34129 | 0.15691 | 0.97265 | 369.9289 | 0.1594 | 0.3602 | 0.17583 | 1.0307 | 370.1224 | 0.15982 | 0.37282 | 0.18844 | 1.0693 | 370.4128 | 0.16045 | 0.39173 | 0.20736 | 1.1273 | 370.6064 | 0.16087 | 0.40435 | 0.21997 | 1.166 | 370.6064 | 0.16087 | 0.40435 | 0.21997 | 1.166
2017-12-30 08:00 | 315.5349 | 0.94048 |  | 337.069 | 0.088124 | 0 | 0 | 0.17625 | 347.0381 | 0.10975 | 0 | 0 | 0.21949 | 354.656 | 0.12627 | 0 | 0 | 0.25254 | 354.8441 | 0.12668 | 0 | 0 | 0.25336 | 355.1262 | 0.12729 | 0 | 0 | 0.25458 | 355.4084 | 0.1279 | 0 | 0 | 0.2558 | 355.6905 | 0.12851 | 0 | 0 | 0.25703 | 355.9727 | 0.12913 | 0 | 0 | 0.25825 | 356.2548 | 0.12974 | 0 | 0 | 0.25948 | 356.537 | 0.13035 | 0 | 0 | 0.2607 | 356.8191 | 0.13096 | 0 | 0 | 0.26192 | 357.0072 | 0.13137 | 0 | 0 | 0.26274 | 357.2893 | 0.13198 | 0 | 0 | 0.26396 | 357.5715 | 0.13259 | 0 | 0 | 0.26519 | 357.8536 | 0.13321 | 0 | 0 | 0.26641 | 358.0417 | 0.13361 | 0 | 0 | 0.26723 | 358.3239 | 0.13423 | 0 | 0 | 0.26845 | 358.512 | 0.13463 | 0 | 0 | 0.26927 | 358.7001 | 0.13504 | 0 | 0 | 0.27008 | 358.9822 | 0.13565 | 0 | 0 | 0.27131 | 359.1703 | 0.13606 | 0 | 0 | 0.27212 | 359.4525 | 0.13667 | 0 | 0 | 0.27335 | 359.6406 | 0.13708 | 0 | 0 | 0.27416 | 359.9227 | 0.13769 | 0 | 0 | 0.27539 | 360.1108 | 0.1381 | 0 | 0 | 0.2762 | 360.1108 | 0.1381 | 0 | 0 | 0.2762
2017-12-30 09:00 | 319.4187 | 0.95206 |  | 341.2179 | 0.097123 | 0 | 0 | 0.19425 | 351.3097 | 0.11901 | 0 | 0 | 0.23802 | 359.0214 | 0.13574 | 0 | 0 | 0.27148 | 359.2118 | 0.13615 | 0 | 0 | 0.2723 | 359.4974 | 0.13677 | 0 | 0 | 0.27354 | 359.7831 | 0.13739 | 0 | 0 | 0.27478 | 360.0687 | 0.13801 | 0 | 0 | 0.27602 | 360.3543 | 0.13863 | 0 | 0 | 0.27726 | 360.6399 | 0.13925 | 0 | 0 | 0.2785 | 360.9255 | 0.13987 | 0 | 0 | 0.27974 | 361.2111 | 0.14049 | 0 | 0 | 0.28098 | 361.4016 | 0.1409 | 0 | 0 | 0.2818 | 361.6872 | 0.14152 | 0 | 0 | 0.28304 | 361.9728 | 0.14214 | 0 | 0 | 0.28428 | 362.2584 | 0.14276 | 0 | 0 | 0.28552 | 362.4488 | 0.14317 | 0 | 0 | 0.28635 | 362.7344 | 0.14379 | 0 | 0 | 0.28759 | 362.9248 | 0.14421 | 0 | 0 | 0.28841 | 363.1153 | 0.14462 | 0 | 0 | 0.28924 | 363.4009 | 0.14524 | 0 | 0 | 0.29048 | 363.5913 | 0.14565 | 0 | 0 | 0.2913 | 363.8769 | 0.14627 | 0 | 0 | 0.29254 | 364.0673 | 0.14668 | 0 | 0 | 0.29337 | 364.3529 | 0.1473 | 0 | 0 | 0.29461 | 364.5433 | 0.14772 | 0.0093389 | 0 | 0.30477 | 364.5433 | 0.14772 | 0.0093389 | 0 | 0.30477
2017-12-30 10:00 | 314.5071 | 0.93742 |  | 335.971 | 0.085743 | 0 | 0 | 0.17149 | 345.9077 | 0.1073 | 0 | 0 | 0.21459 | 353.5008 | 0.12376 | 0 | 0 | 0.24753 | 353.6883 | 0.12417 | 0 | 0 | 0.24834 | 353.9695 | 0.12478 | 0 | 0 | 0.24956 | 354.2507 | 0.12539 | 0 | 0 | 0.25078 | 354.5319 | 0.126 | 0 | 0 | 0.252 | 354.8132 | 0.12661 | 0 | 0 | 0.25322 | 355.0944 | 0.12722 | 0 | 0 | 0.25444 | 355.3756 | 0.12783 | 0 | 0 | 0.25566 | 355.6568 | 0.12844 | 0 | 0 | 0.25688 | 355.8443 | 0.12885 | 0 | 0 | 0.2577 | 356.1255 | 0.12946 | 0 | 0 | 0.25892 | 356.4068 | 0.13007 | 0 | 0 | 0.26014 | 356.688 | 0.13068 | 0 | 0 | 0.26136 | 356.8755 | 0.13108 | 0 | 0 | 0.26217 | 357.1567 | 0.13169 | 0 | 0 | 0.26339 | 357.3442 | 0.1321 | 0 | 0 | 0.2642 | 357.5317 | 0.13251 | 0 | 0 | 0.26502 | 357.8129 | 0.13312 | 0 | 0 | 0.26624 | 358.0004 | 0.13352 | 0 | 0 | 0.26705 | 358.2816 | 0.13413 | 0 | 0 | 0.26827 | 358.4691 | 0.13454 | 0 | 0 | 0.26908 | 358.7503 | 0.13515 | 0 | 0 | 0.2703 | 358.9378 | 0.13556 | 0 | 0 | 0.27112 | 358.9378 | 0.13556 | 0 | 0 | 0.27112
2017-12-30 11:00 | 306.6342 | 0.91395 |  | 327.5609 | 0.067501 | 0 | 0 | 0.135 | 337.2488 | 0.088514 | 0 | 0 | 0.17703 | 344.6518 | 0.10457 | 0 | 0 | 0.20914 | 344.8346 | 0.10497 | 0 | 0 | 0.20994 | 345.1088 | 0.10556 | 0 | 0 | 0.21113 | 345.383 | 0.10616 | 0 | 0 | 0.21231 | 345.6572 | 0.10675 | 0 | 0 | 0.2135 | 345.9314 | 0.10735 | 0 | 0 | 0.21469 | 346.2056 | 0.10794 | 0 | 0 | 0.21588 | 346.4798 | 0.10854 | 0 | 0 | 0.21707 | 346.7539 | 0.10913 | 0 | 0 | 0.21826 | 346.9367 | 0.10953 | 0 | 0 | 0.21905 | 347.2109 | 0.11012 | 0 | 0 | 0.22024 | 347.4851 | 0.11072 | 0 | 0 | 0.22143 | 347.7593 | 0.11131 | 0 | 0 | 0.22262 | 347.9421 | 0.11171 | 0 | 0 | 0.22342 | 348.2163 | 0.1123 | 0 | 0 | 0.22461 | 348.3991 | 0.1127 | 0 | 0 | 0.2254 | 348.5818 | 0.1131 | 0 | 0 | 0.22619 | 348.856 | 0.11369 | 0 | 0 | 0.22738 | 349.0388 | 0.11409 | 0 | 0 | 0.22817 | 349.313 | 0.11468 | 0 | 0 | 0.22936 | 349.4958 | 0.11508 | 0 | 0 | 0.23016 | 349.77 | 0.11567 | 0 | 0 | 0.23135 | 349.9528 | 0.11607 | 0 | 0 | 0.23214 | 349.9528 | 0.11607 | 0 | 0 | 0.23214
2017-12-30 12:00 | 295.8245 | 0.88173 |  | 316.0135 | 0.042455 | 0 | 0 | 0.08491 | 325.3599 | 0.062727 | 0 | 0 | 0.12545 | 332.5019 | 0.078218 | 0 | 0 | 0.15644 | 332.6783 | 0.078601 | 0 | 0 | 0.1572 | 332.9428 | 0.079175 | 0 | 0 | 0.15835 | 333.2073 | 0.079748 | 0 | 0 | 0.1595 | 333.4718 | 0.080322 | 0 | 0 | 0.16064 | 333.7364 | 0.080896 | 0 | 0 | 0.16179 | 334.0009 | 0.08147 | 0 | 0 | 0.16294 | 334.2654 | 0.082043 | 0 | 0 | 0.16409 | 334.5299 | 0.082617 | 0 | 0 | 0.16523 | 334.7063 | 0.083 | 0 | 0 | 0.166 | 334.9708 | 0.083573 | 0 | 0 | 0.16715 | 335.2353 | 0.084147 | 0 | 0 | 0.16829 | 335.4998 | 0.084721 | 0 | 0 | 0.16944 | 335.6762 | 0.085103 | 0 | 0 | 0.17021 | 335.9407 | 0.085677 | 0 | 0 | 0.17135 | 336.117 | 0.086059 | 0 | 0 | 0.17212 | 336.2934 | 0.086442 | 0 | 0 | 0.17288 | 336.5579 | 0.087016 | 0 | 0 | 0.17403 | 336.7343 | 0.087398 | 0 | 0 | 0.1748 | 336.9988 | 0.087972 | 0 | 0 | 0.17594 | 337.1751 | 0.088354 | 0 | 0 | 0.17671 | 337.4396 | 0.088928 | 0 | 0 | 0.17786 | 337.616 | 0.089311 | 0 | 0 | 0.17862 | 337.616 | 0.089311 | 0 | 0 | 0.17862
2017-12-30 13:00 | 305.247 | 0.90982 |  | 326.079 | 0.064287 | 0 | 0 | 0.12857 | 335.7231 | 0.085205 | 0 | 0 | 0.17041 | 343.0926 | 0.10119 | 0 | 0 | 0.20238 | 343.2746 | 0.10158 | 0 | 0 | 0.20317 | 343.5475 | 0.10218 | 0 | 0 | 0.20435 | 343.8205 | 0.10277 | 0 | 0 | 0.20554 | 344.0934 | 0.10336 | 0 | 0 | 0.20672 | 344.3664 | 0.10395 | 0 | 0 | 0.2079 | 344.6393 | 0.10454 | 0 | 0 | 0.20909 | 344.9123 | 0.10514 | 0 | 0 | 0.21027 | 345.1852 | 0.10573 | 0 | 0 | 0.21146 | 345.3672 | 0.10612 | 0 | 0 | 0.21225 | 345.6401 | 0.10672 | 0 | 0 | 0.21343 | 345.9131 | 0.10731 | 0 | 0 | 0.21461 | 346.186 | 0.1079 | 0 | 0 | 0.2158 | 346.368 | 0.10829 | 0 | 0 | 0.21659 | 346.6409 | 0.10889 | 0 | 0 | 0.21777 | 346.8229 | 0.10928 | 0 | 0 | 0.21856 | 347.0049 | 0.10968 | 0 | 0 | 0.21935 | 347.2778 | 0.11027 | 0 | 0 | 0.22053 | 347.4598 | 0.11066 | 0 | 0 | 0.22132 | 347.7327 | 0.11125 | 0 | 0 | 0.22251 | 347.9147 | 0.11165 | 0 | 0 | 0.2233 | 348.1876 | 0.11224 | 0 | 0 | 0.22448 | 348.3696 | 0.11264 | 0 | 0 | 0.22527 | 348.3696 | 0.11264 | 0 | 0 | 0.22527
2017-12-30 14:00 | 289.3617 | 0.86247 |  | 309.1096 | 0.02748 | 0 | 0 | 0.054961 | 318.2518 | 0.04731 | 0 | 0 | 0.094619 | 325.2378 | 0.062462 | 0 | 0 | 0.12492 | 325.4103 | 0.062837 | 0 | 0 | 0.12567 | 325.669 | 0.063398 | 0 | 0 | 0.1268 | 325.9278 | 0.063959 | 0 | 0 | 0.12792 | 326.1865 | 0.06452 | 0 | 0 | 0.12904 | 326.4452 | 0.065081 | 0 | 0 | 0.13016 | 326.704 | 0.065643 | 0 | 0 | 0.13129 | 326.9627 | 0.066204 | 0 | 0 | 0.13241 | 327.2215 | 0.066765 | 0 | 0 | 0.13353 | 327.394 | 0.067139 | 0 | 0 | 0.13428 | 327.6527 | 0.0677 | 0 | 0 | 0.1354 | 327.9114 | 0.068262 | 0 | 0 | 0.13652 | 328.1702 | 0.068823 | 0 | 0 | 0.13765 | 328.3427 | 0.069197 | 0 | 0 | 0.13839 | 328.6014 | 0.069758 | 0 | 0 | 0.13952 | 328.7739 | 0.070132 | 0 | 0 | 0.14026 | 328.9464 | 0.070506 | 0 | 0 | 0.14101 | 329.2051 | 0.071068 | 0 | 0 | 0.14214 | 329.3776 | 0.071442 | 0 | 0 | 0.14288 | 329.6364 | 0.072003 | 0 | 0 | 0.14401 | 329.8089 | 0.072377 | 0 | 0 | 0.14475 | 330.0676 | 0.072938 | 0 | 0 | 0.14588 | 330.2401 | 0.073312 | 0 | 0 | 0.14662 | 330.2401 | 0.073312 | 0 | 0 | 0.14662
2017-12-30 15:00 | 293.167 | 0.87381 |  | 313.1746 | 0.036297 | 0 | 0 | 0.072595 | 322.437 | 0.056388 | 0 | 0 | 0.11278 | 329.5149 | 0.071739 | 0 | 0 | 0.14348 | 329.6897 | 0.072119 | 0 | 0 | 0.14424 | 329.9518 | 0.072687 | 0 | 0 | 0.14537 | 330.214 | 0.073256 | 0 | 0 | 0.14651 | 330.4761 | 0.073824 | 0 | 0 | 0.14765 | 330.7383 | 0.074393 | 0 | 0 | 0.14879 | 331.0004 | 0.074962 | 0 | 0 | 0.14992 | 331.2625 | 0.07553 | 0 | 0 | 0.15106 | 331.5247 | 0.076099 | 0 | 0 | 0.1522 | 331.6995 | 0.076478 | 0 | 0 | 0.15296 | 331.9616 | 0.077046 | 0 | 0 | 0.15409 | 332.2237 | 0.077615 | 0 | 0 | 0.15523 | 332.4859 | 0.078184 | 0 | 0 | 0.15637 | 332.6606 | 0.078563 | 0 | 0 | 0.15713 | 332.9228 | 0.079131 | 0 | 0 | 0.15826 | 333.0976 | 0.07951 | 0 | 0 | 0.15902 | 333.2723 | 0.079889 | 0 | 0 | 0.15978 | 333.5345 | 0.080458 | 0 | 0 | 0.16092 | 333.7092 | 0.080837 | 0 | 0 | 0.16167 | 333.9714 | 0.081406 | 0 | 0 | 0.16281 | 334.1461 | 0.081785 | 0 | 0 | 0.16357 | 334.4083 | 0.082353 | 0 | 0 | 0.16471 | 334.583 | 0.082732 | 0 | 0 | 0.16546 | 334.583 | 0.082732 | 0 | 0 | 0.16546
2017-12-30 16:00 | 291.9206 | 0.8701 |  | 311.8431 | 0.033409 | 0 | 0 | 0.066819 | 321.0661 | 0.053414 | 0 | 0 | 0.10683 | 328.1139 | 0.068701 | 0 | 0 | 0.1374 | 328.288 | 0.069078 | 0 | 0 | 0.13816 | 328.549 | 0.069644 | 0 | 0 | 0.13929 | 328.81 | 0.070211 | 0 | 0 | 0.14042 | 329.071 | 0.070777 | 0 | 0 | 0.14155 | 329.3321 | 0.071343 | 0 | 0 | 0.14269 | 329.5931 | 0.071909 | 0 | 0 | 0.14382 | 329.8541 | 0.072475 | 0 | 0 | 0.14495 | 330.1152 | 0.073041 | 0 | 0 | 0.14608 | 330.2892 | 0.073419 | 0 | 0 | 0.14684 | 330.5502 | 0.073985 | 0 | 0 | 0.14797 | 330.8112 | 0.074551 | 0 | 0 | 0.1491 | 331.0723 | 0.075117 | 0 | 0 | 0.15023 | 331.2463 | 0.075495 | 0 | 0 | 0.15099 | 331.5073 | 0.076061 | 0 | 0 | 0.15212 | 331.6813 | 0.076438 | 0 | 0 | 0.15288 | 331.8554 | 0.076816 | 0 | 0 | 0.15363 | 332.1164 | 0.077382 | 0 | 0 | 0.15476 | 332.2904 | 0.07776 | 0 | 0 | 0.15552 | 332.5514 | 0.078326 | 0 | 0 | 0.15665 | 332.7255 | 0.078703 | 0 | 0 | 0.15741 | 332.9865 | 0.079269 | 0 | 0 | 0.15854 | 333.1605 | 0.079647 | 0 | 0 | 0.15929 | 333.1605 | 0.079647 | 0 | 0 | 0.15929
2017-12-30 17:00 | 285.0883 | 0.84973 |  | 304.5445 | 0.017579 | 0 | 0 | 0.035157 | 313.5517 | 0.037115 | 0 | 0 | 0.07423 | 320.4345 | 0.052044 | 0 | 0 | 0.10409 | 320.6045 | 0.052413 | 0 | 0 | 0.10483 | 320.8594 | 0.052966 | 0 | 0 | 0.10593 | 321.1143 | 0.053519 | 0 | 0 | 0.10704 | 321.3692 | 0.054071 | 0 | 0 | 0.10814 | 321.6241 | 0.054624 | 0 | 0 | 0.10925 | 321.8791 | 0.055177 | 0 | 0 | 0.11035 | 322.134 | 0.05573 | 0 | 0 | 0.11146 | 322.3889 | 0.056283 | 0 | 0 | 0.11257 | 322.5589 | 0.056652 | 0 | 0 | 0.1133 | 322.8138 | 0.057205 | 0 | 0 | 0.11441 | 323.0687 | 0.057758 | 0 | 0 | 0.11552 | 323.3236 | 0.058311 | 0 | 0 | 0.11662 | 323.4936 | 0.058679 | 0 | 0 | 0.11736 | 323.7485 | 0.059232 | 0 | 0 | 0.11846 | 323.9184 | 0.059601 | 0 | 0 | 0.1192 | 324.0884 | 0.059969 | 0 | 0 | 0.11994 | 324.3433 | 0.060522 | 0 | 0 | 0.12104 | 324.5132 | 0.060891 | 0 | 0 | 0.12178 | 324.7682 | 0.061444 | 0 | 0 | 0.12289 | 324.9381 | 0.061812 | 0 | 0 | 0.12362 | 325.193 | 0.062365 | 0 | 0 | 0.12473 | 325.363 | 0.062734 | 0 | 0 | 0.12547 | 325.363 | 0.062734 | 0 | 0 | 0.12547
2017-12-30 18:00 | 284.4775 | 0.84791 |  | 303.892 | 0.016163 | 0 | 0 | 0.032327 | 312.8799 | 0.035658 | 0 | 0 | 0.071316 | 319.748 | 0.050555 | 0 | 0 | 0.10111 | 319.9176 | 0.050923 | 0 | 0 | 0.10185 | 320.172 | 0.051475 | 0 | 0 | 0.10295 | 320.4263 | 0.052026 | 0 | 0 | 0.10405 | 320.6807 | 0.052578 | 0 | 0 | 0.10516 | 320.9351 | 0.05313 | 0 | 0 | 0.10626 | 321.1895 | 0.053682 | 0 | 0 | 0.10736 | 321.4438 | 0.054233 | 0 | 0 | 0.10847 | 321.6982 | 0.054785 | 0 | 0 | 0.10957 | 321.8678 | 0.055153 | 0 | 0 | 0.11031 | 322.1222 | 0.055705 | 0 | 0 | 0.11141 | 322.3765 | 0.056256 | 0 | 0 | 0.11251 | 322.6309 | 0.056808 | 0 | 0 | 0.11362 | 322.8005 | 0.057176 | 0 | 0 | 0.11435 | 323.0549 | 0.057728 | 0 | 0 | 0.11546 | 323.2245 | 0.058095 | 0 | 0 | 0.11619 | 323.394 | 0.058463 | 0 | 0 | 0.11693 | 323.6484 | 0.059015 | 0 | 0 | 0.11803 | 323.818 | 0.059383 | 0 | 0 | 0.11877 | 324.0724 | 0.059935 | 0 | 0 | 0.11987 | 324.2419 | 0.060302 | 0 | 0 | 0.1206 | 324.4963 | 0.060854 | 0 | 0 | 0.12171 | 324.6659 | 0.061222 | 0 | 0 | 0.12244 | 324.6659 | 0.061222 | 0 | 0 | 0.12244
2017-12-30 19:00 | 281.8375 | 0.84004 |  | 301.0719 | 0.010047 | 0 | 0 | 0.020093 | 309.9763 | 0.02936 | 0 | 0 | 0.058721 | 316.7807 | 0.044119 | 0 | 0 | 0.088238 | 316.9487 | 0.044483 | 0 | 0 | 0.088967 | 317.2007 | 0.04503 | 0 | 0 | 0.09006 | 317.4527 | 0.045577 | 0 | 0 | 0.091153 | 317.7047 | 0.046123 | 0 | 0 | 0.092246 | 317.9568 | 0.04667 | 0 | 0 | 0.09334 | 318.2088 | 0.047216 | 0 | 0 | 0.094433 | 318.4608 | 0.047763 | 0 | 0 | 0.095526 | 318.7128 | 0.04831 | 0 | 0 | 0.096619 | 318.8808 | 0.048674 | 0 | 0 | 0.097348 | 319.1328 | 0.049221 | 0 | 0 | 0.098441 | 319.3848 | 0.049767 | 0 | 0 | 0.099535 | 319.6368 | 0.050314 | 0 | 0 | 0.10063 | 319.8049 | 0.050678 | 0 | 0 | 0.10136 | 320.0569 | 0.051225 | 0 | 0 | 0.10245 | 320.2249 | 0.051589 | 0 | 0 | 0.10318 | 320.3929 | 0.051954 | 0 | 0 | 0.10391 | 320.6449 | 0.0525 | 0 | 0 | 0.105 | 320.8129 | 0.052865 | 0 | 0 | 0.10573 | 321.0649 | 0.053411 | 0 | 0 | 0.10682 | 321.2329 | 0.053776 | 0 | 0 | 0.10755 | 321.4849 | 0.054322 | 0 | 0 | 0.10864 | 321.6529 | 0.054687 | 0 | 0 | 0.10937 | 321.6529 | 0.054687 | 0 | 0 | 0.10937
2017-12-30 20:00 | 288.6936 | 0.86048 |  | 308.3959 | 0.025932 | 0 | 0 | 0.051865 | 317.517 | 0.045716 | 0 | 0 | 0.091432 | 324.4869 | 0.060834 | 0 | 0 | 0.12167 | 324.659 | 0.061207 | 0 | 0 | 0.12241 | 324.9171 | 0.061767 | 0 | 0 | 0.12353 | 325.1752 | 0.062327 | 0 | 0 | 0.12465 | 325.4334 | 0.062887 | 0 | 0 | 0.12577 | 325.6915 | 0.063447 | 0 | 0 | 0.12689 | 325.9497 | 0.064006 | 0 | 0 | 0.12801 | 326.2078 | 0.064566 | 0 | 0 | 0.12913 | 326.466 | 0.065126 | 0 | 0 | 0.13025 | 326.6381 | 0.0655 | 0 | 0 | 0.131 | 326.8962 | 0.06606 | 0 | 0 | 0.13212 | 327.1544 | 0.066619 | 0 | 0 | 0.13324 | 327.4125 | 0.067179 | 0 | 0 | 0.13436 | 327.5846 | 0.067553 | 0 | 0 | 0.13511 | 327.8427 | 0.068113 | 0 | 0 | 0.13623 | 328.0148 | 0.068486 | 0 | 0 | 0.13697 | 328.1869 | 0.068859 | 0 | 0 | 0.13772 | 328.4451 | 0.069419 | 0 | 0 | 0.13884 | 328.6172 | 0.069792 | 0 | 0 | 0.13958 | 328.8753 | 0.070352 | 0 | 0 | 0.1407 | 329.0474 | 0.070725 | 0 | 0 | 0.14145 | 329.3055 | 0.071285 | 0 | 0 | 0.14257 | 329.4776 | 0.071659 | 0 | 0 | 0.14332 | 329.4776 | 0.071659 | 0 | 0 | 0.14332
2017-12-30 21:00 | 293.6264 | 0.87518 |  | 313.6654 | 0.037362 | 0 | 0 | 0.074724 | 322.9423 | 0.057483 | 0 | 0 | 0.11497 | 330.0313 | 0.072859 | 0 | 0 | 0.14572 | 330.2063 | 0.073239 | 0 | 0 | 0.14648 | 330.4689 | 0.073809 | 0 | 0 | 0.14762 | 330.7314 | 0.074378 | 0 | 0 | 0.14876 | 330.994 | 0.074948 | 0 | 0 | 0.1499 | 331.2565 | 0.075517 | 0 | 0 | 0.15103 | 331.5191 | 0.076087 | 0 | 0 | 0.15217 | 331.7816 | 0.076656 | 0 | 0 | 0.15331 | 332.0442 | 0.077226 | 0 | 0 | 0.15445 | 332.2192 | 0.077605 | 0 | 0 | 0.15521 | 332.4818 | 0.078175 | 0 | 0 | 0.15635 | 332.7443 | 0.078744 | 0 | 0 | 0.15749 | 333.0069 | 0.079314 | 0 | 0 | 0.15863 | 333.1819 | 0.079693 | 0 | 0 | 0.15939 | 333.4445 | 0.080263 | 0 | 0 | 0.16053 | 333.6195 | 0.080642 | 0 | 0 | 0.16128 | 333.7946 | 0.081022 | 0 | 0 | 0.16204 | 334.0571 | 0.081592 | 0 | 0 | 0.16318 | 334.2322 | 0.081971 | 0 | 0 | 0.16394 | 334.4947 | 0.082541 | 0 | 0 | 0.16508 | 334.6697 | 0.08292 | 0 | 0 | 0.16584 | 334.9323 | 0.08349 | 0 | 0 | 0.16698 | 335.1073 | 0.083869 | 0 | 0 | 0.16774 | 335.1073 | 0.083869 | 0 | 0 | 0.16774
2017-12-30 22:00 | 307.4391 | 0.91635 |  | 328.4207 | 0.069366 | 0 | 0 | 0.13873 | 338.134 | 0.090434 | 0 | 0 | 0.18087 | 345.5565 | 0.10653 | 0 | 0 | 0.21307 | 345.7398 | 0.10693 | 0 | 0 | 0.21386 | 346.0147 | 0.10753 | 0 | 0 | 0.21505 | 346.2896 | 0.10812 | 0 | 0 | 0.21625 | 346.5645 | 0.10872 | 0 | 0 | 0.21744 | 346.8394 | 0.10932 | 0 | 0 | 0.21863 | 347.1143 | 0.10991 | 0 | 0 | 0.21983 | 347.3892 | 0.11051 | 0 | 0 | 0.22102 | 347.6641 | 0.11111 | 0 | 0 | 0.22221 | 347.8474 | 0.1115 | 0 | 0 | 0.22301 | 348.1223 | 0.1121 | 0 | 0 | 0.2242 | 348.3972 | 0.1127 | 0 | 0 | 0.22539 | 348.6721 | 0.11329 | 0 | 0 | 0.22658 | 348.8554 | 0.11369 | 0 | 0 | 0.22738 | 349.1303 | 0.11429 | 0 | 0 | 0.22857 | 349.3135 | 0.11468 | 0 | 0 | 0.22937 | 349.4968 | 0.11508 | 0 | 0 | 0.23016 | 349.7717 | 0.11568 | 0 | 0 | 0.23135 | 349.955 | 0.11607 | 0 | 0 | 0.23215 | 350.2299 | 0.11667 | 0 | 0 | 0.23334 | 350.4132 | 0.11707 | 0 | 0 | 0.23414 | 350.6881 | 0.11766 | 0 | 0 | 0.23533 | 350.8713 | 0.11806 | 0 | 0 | 0.23612 | 350.8713 | 0.11806 | 0 | 0 | 0.23612
2017-12-30 23:00 | 302.4896 | 0.9016 |  | 323.1334 | 0.057898 | 0 | 0 | 0.1158 | 332.6904 | 0.078627 | 0 | 0 | 0.15725 | 339.9934 | 0.094467 | 0 | 0 | 0.18893 | 340.1737 | 0.094858 | 0 | 0 | 0.18972 | 340.4442 | 0.095445 | 0 | 0 | 0.19089 | 340.7146 | 0.096032 | 0 | 0 | 0.19206 | 340.9851 | 0.096618 | 0 | 0 | 0.19324 | 341.2556 | 0.097205 | 0 | 0 | 0.19441 | 341.5261 | 0.097792 | 0 | 0 | 0.19558 | 341.7966 | 0.098378 | 0 | 0 | 0.19676 | 342.067 | 0.098965 | 0 | 0 | 0.19793 | 342.2474 | 0.099356 | 0 | 0 | 0.19871 | 342.5178 | 0.099943 | 0 | 0 | 0.19989 | 342.7883 | 0.10053 | 0 | 0 | 0.20106 | 343.0588 | 0.10112 | 0 | 0 | 0.20223 | 343.2391 | 0.10151 | 0 | 0 | 0.20301 | 343.5096 | 0.10209 | 0 | 0 | 0.20419 | 343.6899 | 0.10249 | 0 | 0 | 0.20497 | 343.8702 | 0.10288 | 0 | 0 | 0.20575 | 344.1407 | 0.10346 | 0 | 0 | 0.20693 | 344.321 | 0.10385 | 0 | 0 | 0.20771 | 344.5915 | 0.10444 | 0 | 0 | 0.20888 | 344.7718 | 0.10483 | 0 | 0 | 0.20966 | 345.0423 | 0.10542 | 0 | 0 | 0.21084 | 345.2226 | 0.10581 | 0 | 0 | 0.21162 | 345.2226 | 0.10581 | 0 | 0 | 0.21162
2017-12-31 | 302.2167 | 0.90079 |  | 322.8419 | 0.057266 | 0 | 0 | 0.11453 | 332.3903 | 0.077976 | 0 | 0 | 0.15595 | 339.6866 | 0.093802 | 0 | 0 | 0.1876 | 339.8668 | 0.094193 | 0 | 0 | 0.18839 | 340.137 | 0.094779 | 0 | 0 | 0.18956 | 340.4073 | 0.095365 | 0 | 0 | 0.19073 | 340.6775 | 0.095951 | 0 | 0 | 0.1919 | 340.9477 | 0.096537 | 0 | 0 | 0.19307 | 341.218 | 0.097123 | 0 | 0 | 0.19425 | 341.4882 | 0.09771 | 0 | 0 | 0.19542 | 341.7584 | 0.098296 | 0 | 0 | 0.19659 | 341.9386 | 0.098686 | 0 | 0 | 0.19737 | 342.2088 | 0.099273 | 0 | 0 | 0.19855 | 342.4791 | 0.099859 | 0 | 0 | 0.19972 | 342.7493 | 0.10044 | 0 | 0 | 0.20089 | 342.9295 | 0.10084 | 0 | 0 | 0.20167 | 343.1997 | 0.10142 | 0 | 0 | 0.20284 | 343.3799 | 0.10181 | 0 | 0 | 0.20363 | 343.56 | 0.1022 | 0 | 0 | 0.20441 | 343.8303 | 0.10279 | 0 | 0 | 0.20558 | 344.0104 | 0.10318 | 0 | 0 | 0.20636 | 344.2806 | 0.10377 | 0 | 0 | 0.20753 | 344.4608 | 0.10416 | 0 | 0 | 0.20831 | 344.731 | 0.10474 | 0 | 0 | 0.20949 | 344.9112 | 0.10513 | 0 | 0 | 0.21027 | 344.9112 | 0.10513 | 0 | 0 | 0.21027
2017-12-31 01:00 | 301.6323 | 0.89904 |  | 322.2176 | 0.055912 | 0 | 0 | 0.11182 | 331.7475 | 0.076582 | 0 | 0 | 0.15316 | 339.0297 | 0.092377 | 0 | 0 | 0.18475 | 339.2095 | 0.092767 | 0 | 0 | 0.18553 | 339.4792 | 0.093352 | 0 | 0 | 0.1867 | 339.749 | 0.093937 | 0 | 0 | 0.18787 | 340.0187 | 0.094522 | 0 | 0 | 0.18904 | 340.2884 | 0.095107 | 0 | 0 | 0.19021 | 340.5581 | 0.095692 | 0 | 0 | 0.19138 | 340.8278 | 0.096277 | 0 | 0 | 0.19255 | 341.0975 | 0.096862 | 0 | 0 | 0.19372 | 341.2773 | 0.097252 | 0 | 0 | 0.1945 | 341.547 | 0.097837 | 0 | 0 | 0.19567 | 341.8168 | 0.098422 | 0 | 0 | 0.19684 | 342.0865 | 0.099007 | 0 | 0 | 0.19801 | 342.2663 | 0.099397 | 0 | 0 | 0.19879 | 342.536 | 0.099982 | 0 | 0 | 0.19996 | 342.7158 | 0.10037 | 0 | 0 | 0.20074 | 342.8956 | 0.10076 | 0 | 0 | 0.20152 | 343.1653 | 0.10135 | 0 | 0 | 0.20269 | 343.3451 | 0.10174 | 0 | 0 | 0.20347 | 343.6148 | 0.10232 | 0 | 0 | 0.20464 | 343.7947 | 0.10271 | 0 | 0 | 0.20542 | 344.0644 | 0.1033 | 0 | 0 | 0.20659 | 344.2442 | 0.10369 | 0 | 0 | 0.20737 | 344.2442 | 0.10369 | 0 | 0 | 0.20737
2017-12-31 02:00 | 294.9799 | 0.87922 |  | 315.1113 | 0.040498 | 0 | 0 | 0.080996 | 324.431 | 0.060712 | 0 | 0 | 0.12142 | 331.5526 | 0.076159 | 0 | 0 | 0.15232 | 331.7285 | 0.076541 | 0 | 0 | 0.15308 | 331.9922 | 0.077113 | 0 | 0 | 0.15423 | 332.256 | 0.077685 | 0 | 0 | 0.15537 | 332.5197 | 0.078257 | 0 | 0 | 0.15651 | 332.7835 | 0.078829 | 0 | 0 | 0.15766 | 333.0473 | 0.079401 | 0 | 0 | 0.1588 | 333.311 | 0.079973 | 0 | 0 | 0.15995 | 333.5748 | 0.080545 | 0 | 0 | 0.16109 | 333.7507 | 0.080927 | 0 | 0 | 0.16185 | 334.0144 | 0.081499 | 0 | 0 | 0.163 | 334.2782 | 0.082071 | 0 | 0 | 0.16414 | 334.5419 | 0.082643 | 0 | 0 | 0.16529 | 334.7178 | 0.083025 | 0 | 0 | 0.16605 | 334.9816 | 0.083597 | 0 | 0 | 0.16719 | 335.1574 | 0.083978 | 0 | 0 | 0.16796 | 335.3332 | 0.084359 | 0 | 0 | 0.16872 | 335.597 | 0.084932 | 0 | 0 | 0.16986 | 335.7728 | 0.085313 | 0 | 0 | 0.17063 | 336.0366 | 0.085885 | 0 | 0 | 0.17177 | 336.2125 | 0.086266 | 0 | 0 | 0.17253 | 336.4762 | 0.086839 | 0 | 0 | 0.17368 | 336.6521 | 0.08722 | 0 | 0 | 0.17444 | 336.6521 | 0.08722 | 0 | 0 | 0.17444
2017-12-31 03:00 | 293.5723 | 0.87502 |  | 313.6075 | 0.037236 | 0 | 0 | 0.074473 | 322.8827 | 0.057354 | 0 | 0 | 0.11471 | 329.9704 | 0.072727 | 0 | 0 | 0.14545 | 330.1454 | 0.073107 | 0 | 0 | 0.14621 | 330.4079 | 0.073676 | 0 | 0 | 0.14735 | 330.6704 | 0.074246 | 0 | 0 | 0.14849 | 330.9329 | 0.074815 | 0 | 0 | 0.14963 | 331.1954 | 0.075385 | 0 | 0 | 0.15077 | 331.4579 | 0.075954 | 0 | 0 | 0.15191 | 331.7204 | 0.076523 | 0 | 0 | 0.15305 | 331.983 | 0.077093 | 0 | 0 | 0.15419 | 332.158 | 0.077472 | 0 | 0 | 0.15494 | 332.4205 | 0.078042 | 0 | 0 | 0.15608 | 332.683 | 0.078611 | 0 | 0 | 0.15722 | 332.9455 | 0.07918 | 0 | 0 | 0.15836 | 333.1205 | 0.07956 | 0 | 0 | 0.15912 | 333.383 | 0.080129 | 0 | 0 | 0.16026 | 333.558 | 0.080509 | 0 | 0 | 0.16102 | 333.733 | 0.080889 | 0 | 0 | 0.16178 | 333.9955 | 0.081458 | 0 | 0 | 0.16292 | 334.1705 | 0.081837 | 0 | 0 | 0.16367 | 334.433 | 0.082407 | 0 | 0 | 0.16481 | 334.608 | 0.082786 | 0 | 0 | 0.16557 | 334.8705 | 0.083356 | 0 | 0 | 0.16671 | 335.0455 | 0.083735 | 0 | 0 | 0.16747 | 335.0455 | 0.083735 | 0 | 0 | 0.16747
2017-12-31 04:00 | 304.47 | 0.9075 |  | 325.2489 | 0.062487 | 0 | 0 | 0.12497 | 334.8685 | 0.083351 | 0 | 0 | 0.1667 | 342.2192 | 0.099295 | 0 | 0 | 0.19859 | 342.4007 | 0.099689 | 0 | 0 | 0.19938 | 342.673 | 0.10028 | 0 | 0 | 0.20056 | 342.9452 | 0.10087 | 0 | 0 | 0.20174 | 343.2175 | 0.10146 | 0 | 0 | 0.20292 | 343.4897 | 0.10205 | 0 | 0 | 0.2041 | 343.762 | 0.10264 | 0 | 0 | 0.20528 | 344.0342 | 0.10323 | 0 | 0 | 0.20646 | 344.3065 | 0.10382 | 0 | 0 | 0.20764 | 344.488 | 0.10422 | 0 | 0 | 0.20843 | 344.7602 | 0.10481 | 0 | 0 | 0.20961 | 345.0325 | 0.1054 | 0 | 0 | 0.21079 | 345.3048 | 0.10599 | 0 | 0 | 0.21198 | 345.4863 | 0.10638 | 0 | 0 | 0.21276 | 345.7585 | 0.10697 | 0 | 0 | 0.21394 | 345.94 | 0.10737 | 0 | 0 | 0.21473 | 346.1215 | 0.10776 | 0 | 0 | 0.21552 | 346.3938 | 0.10835 | 0 | 0 | 0.2167 | 346.5753 | 0.10874 | 0 | 0 | 0.21749 | 346.8475 | 0.10933 | 0 | 0 | 0.21867 | 347.029 | 0.10973 | 0 | 0 | 0.21946 | 347.3013 | 0.11032 | 0 | 0 | 0.22064 | 347.4828 | 0.11071 | 0 | 0 | 0.22142 | 347.4828 | 0.11071 | 0 | 0 | 0.22142
2017-12-31 05:00 | 305.6667 | 0.91107 |  | 326.5273 | 0.065259 | 0 | 0 | 0.13052 | 336.1847 | 0.086206 | 0 | 0 | 0.17241 | 343.5643 | 0.10221 | 0 | 0 | 0.20443 | 343.7466 | 0.10261 | 0 | 0 | 0.20522 | 344.0199 | 0.1032 | 0 | 0 | 0.2064 | 344.2932 | 0.10379 | 0 | 0 | 0.20759 | 344.5665 | 0.10439 | 0 | 0 | 0.20877 | 344.8398 | 0.10498 | 0 | 0 | 0.20996 | 345.1132 | 0.10557 | 0 | 0 | 0.21114 | 345.3865 | 0.10616 | 0 | 0 | 0.21233 | 345.6598 | 0.10676 | 0 | 0 | 0.21352 | 345.842 | 0.10715 | 0 | 0 | 0.21431 | 346.1153 | 0.10775 | 0 | 0 | 0.21549 | 346.3887 | 0.10834 | 0 | 0 | 0.21668 | 346.662 | 0.10893 | 0 | 0 | 0.21786 | 346.8442 | 0.10933 | 0 | 0 | 0.21865 | 347.1175 | 0.10992 | 0 | 0 | 0.21984 | 347.2997 | 0.11031 | 0 | 0 | 0.22063 | 347.4819 | 0.11071 | 0 | 0 | 0.22142 | 347.7553 | 0.1113 | 0 | 0 | 0.22261 | 347.9375 | 0.1117 | 0 | 0 | 0.2234 | 348.2108 | 0.11229 | 0 | 0 | 0.22458 | 348.393 | 0.11269 | 0 | 0 | 0.22537 | 348.6663 | 0.11328 | 0 | 0 | 0.22656 | 348.8485 | 0.11367 | 0 | 0 | 0.22735 | 348.8485 | 0.11367 | 0 | 0 | 0.22735
2017-12-31 06:00 | 299.5974 | 0.89298 |  | 320.0438 | 0.051197 | 0 | 0 | 0.10239 | 329.5094 | 0.071728 | 0 | 0 | 0.14346 | 336.7425 | 0.087416 | 0 | 0 | 0.17483 | 336.9211 | 0.087804 | 0 | 0 | 0.17561 | 337.189 | 0.088385 | 0 | 0 | 0.17677 | 337.4569 | 0.088966 | 0 | 0 | 0.17793 | 337.7248 | 0.089547 | 0 | 0 | 0.17909 | 337.9927 | 0.090128 | 0 | 0 | 0.18026 | 338.2606 | 0.090709 | 0 | 0 | 0.18142 | 338.5285 | 0.09129 | 0 | 0 | 0.18258 | 338.7964 | 0.091871 | 0 | 0 | 0.18374 | 338.975 | 0.092258 | 0 | 0 | 0.18452 | 339.2429 | 0.092839 | 0 | 0 | 0.18568 | 339.5108 | 0.09342 | 0 | 0 | 0.18684 | 339.7787 | 0.094002 | 0 | 0 | 0.188 | 339.9573 | 0.094389 | 0 | 0 | 0.18878 | 340.2251 | 0.09497 | 0 | 0 | 0.18994 | 340.4037 | 0.095357 | 0 | 0 | 0.19071 | 340.5823 | 0.095745 | 0 | 0 | 0.19149 | 340.8502 | 0.096326 | 0 | 0 | 0.19265 | 341.0288 | 0.096713 | 0 | 0 | 0.19343 | 341.2967 | 0.097294 | 0 | 0 | 0.19459 | 341.4753 | 0.097682 | 0 | 0 | 0.19536 | 341.7432 | 0.098263 | 0 | 0 | 0.19653 | 341.9218 | 0.09865 | 0 | 0 | 0.1973 | 341.9218 | 0.09865 | 0 | 0 | 0.1973
2017-12-31 07:00 | 298.5973 | 0.89 |  | 318.9755 | 0.04888 | 0 | 0 | 0.097759 | 328.4095 | 0.069342 | 0 | 0 | 0.13868 | 335.6185 | 0.084978 | 0 | 0 | 0.16996 | 335.7965 | 0.085364 | 0 | 0 | 0.17073 | 336.0635 | 0.085943 | 0 | 0 | 0.17189 | 336.3305 | 0.086522 | 0 | 0 | 0.17304 | 336.5975 | 0.087102 | 0 | 0 | 0.1742 | 336.8645 | 0.087681 | 0 | 0 | 0.17536 | 337.1315 | 0.08826 | 0 | 0 | 0.17652 | 337.3985 | 0.088839 | 0 | 0 | 0.17768 | 337.6655 | 0.089418 | 0 | 0 | 0.17884 | 337.8435 | 0.089804 | 0 | 0 | 0.17961 | 338.1105 | 0.090383 | 0 | 0 | 0.18077 | 338.3775 | 0.090962 | 0 | 0 | 0.18192 | 338.6445 | 0.091542 | 0 | 0 | 0.18308 | 338.8225 | 0.091928 | 0 | 0 | 0.18386 | 339.0895 | 0.092507 | 0 | 0 | 0.18501 | 339.2675 | 0.092893 | 0 | 0 | 0.18579 | 339.4455 | 0.093279 | 0 | 0 | 0.18656 | 339.7125 | 0.093858 | 0 | 0 | 0.18772 | 339.8905 | 0.094244 | 0 | 0 | 0.18849 | 340.1575 | 0.094823 | 0 | 0 | 0.18965 | 340.3355 | 0.095209 | 0 | 0 | 0.19042 | 340.6025 | 0.095788 | 0 | 0 | 0.19158 | 340.7805 | 0.096174 | 0 | 0 | 0.19235 | 340.7805 | 0.096174 | 0 | 0 | 0.19235
2017-12-31 08:00 | 289.199 | 0.86199 |  | 308.9357 | 0.027103 | 0 | 0 | 0.054207 | 318.0728 | 0.046922 | 0 | 0 | 0.093843 | 325.0549 | 0.062066 | 0 | 0 | 0.12413 | 325.2273 | 0.06244 | 0 | 0 | 0.12488 | 325.4859 | 0.063001 | 0 | 0 | 0.126 | 325.7445 | 0.063561 | 0 | 0 | 0.12712 | 326.0031 | 0.064122 | 0 | 0 | 0.12824 | 326.2617 | 0.064683 | 0 | 0 | 0.12937 | 326.5203 | 0.065244 | 0 | 0 | 0.13049 | 326.7789 | 0.065805 | 0 | 0 | 0.13161 | 327.0375 | 0.066366 | 0 | 0 | 0.13273 | 327.2098 | 0.06674 | 0 | 0 | 0.13348 | 327.4684 | 0.067301 | 0 | 0 | 0.1346 | 327.727 | 0.067862 | 0 | 0 | 0.13572 | 327.9856 | 0.068422 | 0 | 0 | 0.13684 | 328.158 | 0.068796 | 0 | 0 | 0.13759 | 328.4166 | 0.069357 | 0 | 0 | 0.13871 | 328.589 | 0.069731 | 0 | 0 | 0.13946 | 328.7614 | 0.070105 | 0 | 0 | 0.14021 | 329.02 | 0.070666 | 0 | 0 | 0.14133 | 329.1924 | 0.07104 | 0 | 0 | 0.14208 | 329.451 | 0.071601 | 0 | 0 | 0.1432 | 329.6234 | 0.071975 | 0 | 0 | 0.14395 | 329.882 | 0.072536 | 0 | 0 | 0.14507 | 330.0544 | 0.07291 | 0 | 0 | 0.14582 | 330.0544 | 0.07291 | 0 | 0 | 0.14582
2017-12-31 09:00 | 293.697 | 0.87539 |  | 313.7408 | 0.037525 | 0 | 0 | 0.075051 | 323.02 | 0.057652 | 0 | 0 | 0.1153 | 330.1106 | 0.073032 | 0 | 0 | 0.14606 | 330.2857 | 0.073411 | 0 | 0 | 0.14682 | 330.5483 | 0.073981 | 0 | 0 | 0.14796 | 330.811 | 0.074551 | 0 | 0 | 0.1491 | 331.0736 | 0.07512 | 0 | 0 | 0.15024 | 331.3362 | 0.07569 | 0 | 0 | 0.15138 | 331.5988 | 0.076259 | 0 | 0 | 0.15252 | 331.8614 | 0.076829 | 0 | 0 | 0.15366 | 332.124 | 0.077399 | 0 | 0 | 0.1548 | 332.2991 | 0.077778 | 0 | 0 | 0.15556 | 332.5617 | 0.078348 | 0 | 0 | 0.1567 | 332.8244 | 0.078918 | 0 | 0 | 0.15784 | 333.087 | 0.079487 | 0 | 0 | 0.15897 | 333.2621 | 0.079867 | 0 | 0 | 0.15973 | 333.5247 | 0.080437 | 0 | 0 | 0.16087 | 333.6998 | 0.080816 | 0 | 0 | 0.16163 | 333.8748 | 0.081196 | 0 | 0 | 0.16239 | 334.1374 | 0.081766 | 0 | 0 | 0.16353 | 334.3125 | 0.082146 | 0 | 0 | 0.16429 | 334.5751 | 0.082715 | 0 | 0 | 0.16543 | 334.7502 | 0.083095 | 0 | 0 | 0.16619 | 335.0128 | 0.083664 | 0 | 0 | 0.16733 | 335.1879 | 0.084044 | 0 | 0 | 0.16809 | 335.1879 | 0.084044 | 0 | 0 | 0.16809
2017-12-31 10:00 | 294.5778 | 0.87802 |  | 314.6816 | 0.039566 | 0 | 0 | 0.079132 | 323.9886 | 0.059753 | 0 | 0 | 0.11951 | 331.1006 | 0.075179 | 0 | 0 | 0.15036 | 331.2762 | 0.07556 | 0 | 0 | 0.15112 | 331.5396 | 0.076131 | 0 | 0 | 0.15226 | 331.803 | 0.076702 | 0 | 0 | 0.1534 | 332.0664 | 0.077274 | 0 | 0 | 0.15455 | 332.3298 | 0.077845 | 0 | 0 | 0.15569 | 332.5932 | 0.078416 | 0 | 0 | 0.15683 | 332.8566 | 0.078988 | 0 | 0 | 0.15798 | 333.12 | 0.079559 | 0 | 0 | 0.15912 | 333.2956 | 0.07994 | 0 | 0 | 0.15988 | 333.559 | 0.080511 | 0 | 0 | 0.16102 | 333.8224 | 0.081082 | 0 | 0 | 0.16216 | 334.0858 | 0.081654 | 0 | 0 | 0.16331 | 334.2614 | 0.082035 | 0 | 0 | 0.16407 | 334.5248 | 0.082606 | 0 | 0 | 0.16521 | 334.7004 | 0.082987 | 0 | 0 | 0.16597 | 334.876 | 0.083368 | 0 | 0 | 0.16674 | 335.1394 | 0.083939 | 0 | 0 | 0.16788 | 335.3151 | 0.08432 | 0 | 0 | 0.16864 | 335.5785 | 0.084891 | 0 | 0 | 0.16978 | 335.7541 | 0.085272 | 0 | 0 | 0.17054 | 336.0175 | 0.085844 | 0 | 0 | 0.17169 | 336.1931 | 0.086224 | 0 | 0 | 0.17245 | 336.1931 | 0.086224 | 0 | 0 | 0.17245
2017-12-31 11:00 | 305.716 | 0.91122 |  | 326.58 | 0.065374 | 0 | 0 | 0.13075 | 336.2389 | 0.086324 | 0 | 0 | 0.17265 | 343.6197 | 0.10233 | 0 | 0 | 0.20467 | 343.802 | 0.10273 | 0 | 0 | 0.20546 | 344.0753 | 0.10332 | 0 | 0 | 0.20664 | 344.3487 | 0.10391 | 0 | 0 | 0.20783 | 344.6221 | 0.10451 | 0 | 0 | 0.20901 | 344.8954 | 0.1051 | 0 | 0 | 0.2102 | 345.1688 | 0.10569 | 0 | 0 | 0.21139 | 345.4422 | 0.10629 | 0 | 0 | 0.21257 | 345.7155 | 0.10688 | 0 | 0 | 0.21376 | 345.8978 | 0.10727 | 0 | 0 | 0.21455 | 346.1711 | 0.10787 | 0 | 0 | 0.21573 | 346.4445 | 0.10846 | 0 | 0 | 0.21692 | 346.7179 | 0.10905 | 0 | 0 | 0.21811 | 346.9001 | 0.10945 | 0 | 0 | 0.2189 | 347.1735 | 0.11004 | 0 | 0 | 0.22008 | 347.3557 | 0.11044 | 0 | 0 | 0.22087 | 347.5379 | 0.11083 | 0 | 0 | 0.22166 | 347.8113 | 0.11142 | 0 | 0 | 0.22285 | 347.9936 | 0.11182 | 0 | 0 | 0.22364 | 348.2669 | 0.11241 | 0 | 0 | 0.22483 | 348.4492 | 0.11281 | 0 | 0 | 0.22562 | 348.7225 | 0.1134 | 0 | 0 | 0.2268 | 348.9048 | 0.1138 | 0 | 0 | 0.22759 | 348.9048 | 0.1138 | 0 | 0 | 0.22759
2017-12-31 12:00 | 307.1692 | 0.91555 |  | 328.1324 | 0.068741 | 0 | 0 | 0.13748 | 337.8372 | 0.089791 | 0 | 0 | 0.17958 | 345.2531 | 0.10588 | 0 | 0 | 0.21175 | 345.4363 | 0.10627 | 0 | 0 | 0.21255 | 345.7109 | 0.10687 | 0 | 0 | 0.21374 | 345.9856 | 0.10746 | 0 | 0 | 0.21493 | 346.2602 | 0.10806 | 0 | 0 | 0.21612 | 346.5349 | 0.10866 | 0 | 0 | 0.21731 | 346.8096 | 0.10925 | 0 | 0 | 0.2185 | 347.0842 | 0.10985 | 0 | 0 | 0.21969 | 347.3589 | 0.11044 | 0 | 0 | 0.22089 | 347.542 | 0.11084 | 0 | 0 | 0.22168 | 347.8167 | 0.11144 | 0 | 0 | 0.22287 | 348.0913 | 0.11203 | 0 | 0 | 0.22406 | 348.366 | 0.11263 | 0 | 0 | 0.22526 | 348.5491 | 0.11302 | 0 | 0 | 0.22605 | 348.8238 | 0.11362 | 0 | 0 | 0.22724 | 349.0069 | 0.11402 | 0 | 0 | 0.22804 | 349.19 | 0.11441 | 0 | 0 | 0.22883 | 349.4647 | 0.11501 | 0 | 0 | 0.23002 | 349.6478 | 0.11541 | 0 | 0 | 0.23082 | 349.9224 | 0.116 | 0 | 0 | 0.23201 | 350.1055 | 0.1164 | 0 | 0 | 0.2328 | 350.3802 | 0.117 | 0 | 0 | 0.23399 | 350.5633 | 0.11739 | 0 | 0 | 0.23479 | 350.5633 | 0.11739 | 0 | 0 | 0.23479
2017-12-31 13:00 | 308.5362 | 0.91962 |  | 329.5927 | 0.071908 | 0 | 0 | 0.14382 | 339.3407 | 0.093052 | 0 | 0 | 0.1861 | 346.7897 | 0.10921 | 0 | 0 | 0.21842 | 346.9736 | 0.10961 | 0 | 0 | 0.21921 | 347.2495 | 0.11021 | 0 | 0 | 0.22041 | 347.5254 | 0.1108 | 0 | 0 | 0.22161 | 347.8013 | 0.1114 | 0 | 0 | 0.22281 | 348.0771 | 0.112 | 0 | 0 | 0.224 | 348.353 | 0.1126 | 0 | 0 | 0.2252 | 348.6289 | 0.1132 | 0 | 0 | 0.2264 | 348.9048 | 0.1138 | 0 | 0 | 0.22759 | 349.0887 | 0.1142 | 0 | 0 | 0.22839 | 349.3646 | 0.11479 | 0 | 0 | 0.22959 | 349.6405 | 0.11539 | 0 | 0 | 0.23078 | 349.9164 | 0.11599 | 0 | 0 | 0.23198 | 350.1003 | 0.11639 | 0 | 0 | 0.23278 | 350.3762 | 0.11699 | 0 | 0 | 0.23398 | 350.5601 | 0.11739 | 0 | 0 | 0.23477 | 350.744 | 0.11779 | 0 | 0 | 0.23557 | 351.0199 | 0.11838 | 0 | 0 | 0.23677 | 351.2039 | 0.11878 | 0 | 0 | 0.23757 | 351.4797 | 0.11938 | 0 | 0 | 0.23876 | 351.6637 | 0.11978 | 0 | 0 | 0.23956 | 351.9396 | 0.12038 | 0 | 0 | 0.24076 | 352.1235 | 0.12078 | 0 | 0 | 0.24155 | 352.1235 | 0.12078 | 0 | 0 | 0.24155
2017-12-31 14:00 | 310.3942 | 0.92516 |  | 331.5775 | 0.076213 | 0 | 0 | 0.15243 | 341.3842 | 0.097484 | 0 | 0 | 0.19497 | 348.878 | 0.11374 | 0 | 0 | 0.22748 | 349.063 | 0.11414 | 0 | 0 | 0.22828 | 349.3405 | 0.11474 | 0 | 0 | 0.22948 | 349.6181 | 0.11534 | 0 | 0 | 0.23069 | 349.8956 | 0.11595 | 0 | 0 | 0.23189 | 350.1732 | 0.11655 | 0 | 0 | 0.23309 | 350.4507 | 0.11715 | 0 | 0 | 0.2343 | 350.7283 | 0.11775 | 0 | 0 | 0.2355 | 351.0058 | 0.11835 | 0 | 0 | 0.23671 | 351.1909 | 0.11875 | 0 | 0 | 0.23751 | 351.4684 | 0.11936 | 0 | 0 | 0.23871 | 351.746 | 0.11996 | 0 | 0 | 0.23992 | 352.0235 | 0.12056 | 0 | 0 | 0.24112 | 352.2085 | 0.12096 | 0 | 0 | 0.24192 | 352.4861 | 0.12156 | 0 | 0 | 0.24313 | 352.6711 | 0.12197 | 0 | 0 | 0.24393 | 352.8562 | 0.12237 | 0 | 0 | 0.24473 | 353.1337 | 0.12297 | 0 | 0 | 0.24594 | 353.3187 | 0.12337 | 0 | 0 | 0.24674 | 353.5963 | 0.12397 | 0 | 0 | 0.24794 | 353.7813 | 0.12437 | 0 | 0 | 0.24875 | 354.0589 | 0.12498 | 0 | 0 | 0.24995 | 354.2439 | 0.12538 | 0 | 0 | 0.25075 | 354.2439 | 0.12538 | 0 | 0 | 0.25075
2017-12-31 15:00 | 312.9755 | 0.93285 |  | 334.335 | 0.082194 | 0 | 0 | 0.16439 | 344.2233 | 0.10364 | 0 | 0 | 0.20728 | 351.7794 | 0.12003 | 0 | 0 | 0.24006 | 351.9659 | 0.12044 | 0 | 0 | 0.24087 | 352.2458 | 0.12104 | 0 | 0 | 0.24209 | 352.5257 | 0.12165 | 0 | 0 | 0.2433 | 352.8055 | 0.12226 | 0 | 0 | 0.24451 | 353.0854 | 0.12286 | 0 | 0 | 0.24573 | 353.3652 | 0.12347 | 0 | 0 | 0.24694 | 353.6451 | 0.12408 | 0 | 0 | 0.24816 | 353.9249 | 0.12468 | 0 | 0 | 0.24937 | 354.1115 | 0.12509 | 0 | 0 | 0.25018 | 354.3914 | 0.1257 | 0 | 0 | 0.25139 | 354.6712 | 0.1263 | 0 | 0 | 0.25261 | 354.9511 | 0.12691 | 0 | 0 | 0.25382 | 355.1376 | 0.12732 | 0 | 0 | 0.25463 | 355.4175 | 0.12792 | 0 | 0 | 0.25584 | 355.6041 | 0.12833 | 0 | 0 | 0.25665 | 355.7906 | 0.12873 | 0 | 0 | 0.25746 | 356.0705 | 0.12934 | 0 | 0 | 0.25868 | 356.2571 | 0.12974 | 0 | 0 | 0.25949 | 356.5369 | 0.13035 | 0 | 0 | 0.2607 | 356.7235 | 0.13075 | 0 | 0 | 0.26151 | 357.0034 | 0.13136 | 0 | 0 | 0.26272 | 357.1899 | 0.13177 | 0 | 0 | 0.26353 | 357.1899 | 0.13177 | 0 | 0 | 0.26353
2017-12-31 16:00 | 313.1178 | 0.93328 |  | 334.4869 | 0.082524 | 0 | 0 | 0.16505 | 344.3797 | 0.10398 | 0 | 0 | 0.20796 | 351.9392 | 0.12038 | 0 | 0 | 0.24076 | 352.1259 | 0.12078 | 0 | 0 | 0.24157 | 352.4059 | 0.12139 | 0 | 0 | 0.24278 | 352.6859 | 0.122 | 0 | 0 | 0.24399 | 352.9659 | 0.1226 | 0 | 0 | 0.24521 | 353.2458 | 0.12321 | 0 | 0 | 0.24642 | 353.5258 | 0.12382 | 0 | 0 | 0.24764 | 353.8058 | 0.12443 | 0 | 0 | 0.24885 | 354.0858 | 0.12503 | 0 | 0 | 0.25007 | 354.2724 | 0.12544 | 0 | 0 | 0.25088 | 354.5524 | 0.12605 | 0 | 0 | 0.25209 | 354.8324 | 0.12665 | 0 | 0 | 0.25331 | 355.1124 | 0.12726 | 0 | 0 | 0.25452 | 355.2991 | 0.12767 | 0 | 0 | 0.25533 | 355.579 | 0.12827 | 0 | 0 | 0.25655 | 355.7657 | 0.12868 | 0 | 0 | 0.25735 | 355.9523 | 0.12908 | 0 | 0 | 0.25816 | 356.2323 | 0.12969 | 0 | 0 | 0.25938 | 356.419 | 0.13009 | 0 | 0 | 0.26019 | 356.699 | 0.1307 | 0 | 0 | 0.2614 | 356.8856 | 0.13111 | 0 | 0 | 0.26221 | 357.1656 | 0.13171 | 0 | 0 | 0.26343 | 357.3523 | 0.13212 | 0 | 0 | 0.26424 | 357.3523 | 0.13212 | 0 | 0 | 0.26424
2017-12-31 17:00 | 314.0141 | 0.93595 |  | 335.4444 | 0.084601 | 0 | 0 | 0.1692 | 345.3654 | 0.10612 | 0 | 0 | 0.21224 | 352.9466 | 0.12256 | 0 | 0 | 0.24513 | 353.1338 | 0.12297 | 0 | 0 | 0.24594 | 353.4146 | 0.12358 | 0 | 0 | 0.24716 | 353.6954 | 0.12419 | 0 | 0 | 0.24837 | 353.9762 | 0.1248 | 0 | 0 | 0.24959 | 354.257 | 0.12541 | 0 | 0 | 0.25081 | 354.5378 | 0.12601 | 0 | 0 | 0.25203 | 354.8185 | 0.12662 | 0 | 0 | 0.25325 | 355.0993 | 0.12723 | 0 | 0 | 0.25446 | 355.2865 | 0.12764 | 0 | 0 | 0.25528 | 355.5673 | 0.12825 | 0 | 0 | 0.25649 | 355.8481 | 0.12886 | 0 | 0 | 0.25771 | 356.1289 | 0.12947 | 0 | 0 | 0.25893 | 356.3161 | 0.12987 | 0 | 0 | 0.25974 | 356.5968 | 0.13048 | 0 | 0 | 0.26096 | 356.784 | 0.13089 | 0 | 0 | 0.26177 | 356.9712 | 0.13129 | 0 | 0 | 0.26258 | 357.252 | 0.1319 | 0 | 0 | 0.2638 | 357.4392 | 0.13231 | 0 | 0 | 0.26461 | 357.72 | 0.13292 | 0 | 0 | 0.26583 | 357.9072 | 0.13332 | 0 | 0 | 0.26664 | 358.188 | 0.13393 | 0 | 0 | 0.26786 | 358.3752 | 0.13434 | 0 | 0 | 0.26867 | 358.3752 | 0.13434 | 0 | 0 | 0.26867
2017-12-31 18:00 | 324.0108 | 0.96575 |  | 346.1233 | 0.10776 | 0 | 0 | 0.21553 | 356.3602 | 0.12997 | 0 | 0 | 0.25993 | 364.1828 | 0.14693 | 0 | 0 | 0.29387 | 364.3759 | 0.14735 | 0 | 0 | 0.29471 | 364.6656 | 0.14798 | 0.017307 | 0 | 0.31327 | 364.9554 | 0.14861 | 0.036182 | 0 | 0.3334 | 365.2451 | 0.14924 | 0.055058 | 0 | 0.35353 | 365.5348 | 0.14987 | 0.073933 | 0 | 0.37367 | 365.8245 | 0.1505 | 0.092809 | 0 | 0.3938 | 366.1143 | 0.15112 | 0.11168 | 0 | 0.41393 | 366.404 | 0.15175 | 0.13056 | 0 | 0.43406 | 366.5971 | 0.15217 | 0.14314 | 0 | 0.44749 | 366.8869 | 0.1528 | 0.16202 | 0 | 0.46762 | 367.1766 | 0.15343 | 0.18089 | 0 | 0.48775 | 367.4663 | 0.15406 | 0.19977 | 0.015396 | 0.53867 | 367.6595 | 0.15448 | 0.21235 | 0.027979 | 0.57726 | 367.9492 | 0.1551 | 0.23123 | 0.046855 | 0.63515 | 368.1423 | 0.15552 | 0.24381 | 0.059438 | 0.67373 | 368.3355 | 0.15594 | 0.2564 | 0.072022 | 0.71232 | 368.6252 | 0.15657 | 0.27527 | 0.090898 | 0.77021 | 368.8184 | 0.15699 | 0.28786 | 0.10348 | 0.8088 | 369.1081 | 0.15762 | 0.30673 | 0.12236 | 0.86668 | 369.3012 | 0.15804 | 0.31931 | 0.13494 | 0.90527 | 369.5909 | 0.15866 | 0.33819 | 0.15382 | 0.96315 | 369.7841 | 0.15908 | 0.35077 | 0.1664 | 1.0017 | 369.7841 | 0.15908 | 0.35077 | 0.1664 | 1.0017
2017-12-31 19:00 | 320.8086 | 0.9562 |  | 342.7026 | 0.10034 | 0 | 0 | 0.20069 | 352.8383 | 0.12233 | 0 | 0 | 0.24466 | 360.5836 | 0.13913 | 0 | 0 | 0.27825 | 360.7748 | 0.13954 | 0 | 0 | 0.27908 | 361.0617 | 0.14016 | 0 | 0 | 0.28033 | 361.3485 | 0.14079 | 0 | 0 | 0.28157 | 361.6354 | 0.14141 | 0 | 0 | 0.28282 | 361.9222 | 0.14203 | 0 | 0 | 0.28406 | 362.2091 | 0.14265 | 0 | 0 | 0.28531 | 362.496 | 0.14328 | 0 | 0 | 0.28655 | 362.7828 | 0.1439 | 0 | 0 | 0.2878 | 362.9741 | 0.14431 | 0 | 0 | 0.28862 | 363.2609 | 0.14493 | 0 | 0 | 0.28987 | 363.5478 | 0.14556 | 0 | 0 | 0.29111 | 363.8347 | 0.14618 | 0 | 0 | 0.29236 | 364.0259 | 0.14659 | 0 | 0 | 0.29319 | 364.3128 | 0.14722 | 0 | 0 | 0.29443 | 364.504 | 0.14763 | 0.0067752 | 0 | 0.30204 | 364.6952 | 0.14805 | 0.019235 | 0 | 0.31533 | 364.9821 | 0.14867 | 0.037923 | 0 | 0.33526 | 365.1733 | 0.14908 | 0.050383 | 0 | 0.34855 | 365.4602 | 0.1497 | 0.069072 | 0 | 0.36848 | 365.6514 | 0.15012 | 0.081531 | 0 | 0.38177 | 365.9383 | 0.15074 | 0.10022 | 0 | 0.4017 | 366.1295 | 0.15116 | 0.11268 | 0 | 0.41499 | 366.1295 | 0.15116 | 0.11268 | 0 | 0.41499
2017-12-31 20:00 | 314.2807 | 0.93674 |  | 335.7292 | 0.085218 | 0 | 0 | 0.17044 | 345.6587 | 0.10676 | 0 | 0 | 0.21351 | 353.2464 | 0.12321 | 0 | 0 | 0.24643 | 353.4337 | 0.12362 | 0 | 0 | 0.24724 | 353.7147 | 0.12423 | 0 | 0 | 0.24846 | 353.9958 | 0.12484 | 0 | 0 | 0.24968 | 354.2768 | 0.12545 | 0 | 0 | 0.2509 | 354.5578 | 0.12606 | 0 | 0 | 0.25212 | 354.8388 | 0.12667 | 0 | 0 | 0.25333 | 355.1199 | 0.12728 | 0 | 0 | 0.25455 | 355.4009 | 0.12789 | 0 | 0 | 0.25577 | 355.5882 | 0.12829 | 0 | 0 | 0.25659 | 355.8693 | 0.1289 | 0 | 0 | 0.2578 | 356.1503 | 0.12951 | 0 | 0 | 0.25902 | 356.4313 | 0.13012 | 0 | 0 | 0.26024 | 356.6186 | 0.13053 | 0 | 0 | 0.26105 | 356.8997 | 0.13114 | 0 | 0 | 0.26227 | 357.087 | 0.13154 | 0 | 0 | 0.26309 | 357.2744 | 0.13195 | 0 | 0 | 0.2639 | 357.5554 | 0.13256 | 0 | 0 | 0.26512 | 357.7427 | 0.13297 | 0 | 0 | 0.26593 | 358.0238 | 0.13358 | 0 | 0 | 0.26715 | 358.2111 | 0.13398 | 0 | 0 | 0.26796 | 358.4921 | 0.13459 | 0 | 0 | 0.26918 | 358.6795 | 0.135 | 0 | 0 | 0.26999 | 358.6795 | 0.135 | 0 | 0 | 0.26999
2017-12-31 21:00 | 319.6373 | 0.95271 |  | 341.4514 | 0.09763 | 0 | 0 | 0.19526 | 351.5501 | 0.11953 | 0 | 0 | 0.23907 | 359.2671 | 0.13627 | 0 | 0 | 0.27254 | 359.4576 | 0.13669 | 0 | 0 | 0.27337 | 359.7435 | 0.13731 | 0 | 0 | 0.27461 | 360.0293 | 0.13793 | 0 | 0 | 0.27585 | 360.3151 | 0.13855 | 0 | 0 | 0.27709 | 360.6009 | 0.13916 | 0 | 0 | 0.27833 | 360.8867 | 0.13978 | 0 | 0 | 0.27957 | 361.1725 | 0.1404 | 0 | 0 | 0.28081 | 361.4583 | 0.14102 | 0 | 0 | 0.28205 | 361.6489 | 0.14144 | 0 | 0 | 0.28288 | 361.9347 | 0.14206 | 0 | 0 | 0.28412 | 362.2205 | 0.14268 | 0 | 0 | 0.28536 | 362.5063 | 0.1433 | 0 | 0 | 0.2866 | 362.6969 | 0.14371 | 0 | 0 | 0.28742 | 362.9827 | 0.14433 | 0 | 0 | 0.28866 | 363.1732 | 0.14474 | 0 | 0 | 0.28949 | 363.3638 | 0.14516 | 0 | 0 | 0.29032 | 363.6496 | 0.14578 | 0 | 0 | 0.29156 | 363.8401 | 0.14619 | 0 | 0 | 0.29238 | 364.1259 | 0.14681 | 0 | 0 | 0.29362 | 364.3165 | 0.14722 | 0 | 0 | 0.29445 | 364.6023 | 0.14784 | 0.013179 | 0 | 0.30887 | 364.7928 | 0.14826 | 0.025592 | 0 | 0.32211 | 364.7928 | 0.14826 | 0.025592 | 0 | 0.32211
2017-12-31 22:00 | 316.4064 | 0.94308 |  | 338 | 0.090144 | 0 | 0 | 0.18029 | 347.9966 | 0.11183 | 0 | 0 | 0.22365 | 355.6356 | 0.1284 | 0 | 0 | 0.25679 | 355.8242 | 0.1288 | 0 | 0 | 0.25761 | 356.1071 | 0.12942 | 0 | 0 | 0.25884 | 356.39 | 0.13003 | 0 | 0 | 0.26006 | 356.6729 | 0.13065 | 0 | 0 | 0.26129 | 356.9559 | 0.13126 | 0 | 0 | 0.26252 | 357.2388 | 0.13187 | 0 | 0 | 0.26375 | 357.5217 | 0.13249 | 0 | 0 | 0.26497 | 357.8046 | 0.1331 | 0 | 0 | 0.2662 | 357.9933 | 0.13351 | 0 | 0 | 0.26702 | 358.2762 | 0.13412 | 0 | 0 | 0.26825 | 358.5591 | 0.13474 | 0 | 0 | 0.26947 | 358.842 | 0.13535 | 0 | 0 | 0.2707 | 359.0306 | 0.13576 | 0 | 0 | 0.27152 | 359.3136 | 0.13637 | 0 | 0 | 0.27275 | 359.5022 | 0.13678 | 0 | 0 | 0.27356 | 359.6908 | 0.13719 | 0 | 0 | 0.27438 | 359.9737 | 0.1378 | 0 | 0 | 0.27561 | 360.1623 | 0.13821 | 0 | 0 | 0.27643 | 360.4453 | 0.13883 | 0 | 0 | 0.27765 | 360.6339 | 0.13924 | 0 | 0 | 0.27847 | 360.9168 | 0.13985 | 0 | 0 | 0.2797 | 361.1054 | 0.14026 | 0 | 0 | 0.28052 | 361.1054 | 0.14026 | 0 | 0 | 0.28052
2017-12-31 23:00 | 311.3057 | 0.92788 |  | 332.5512 | 0.078325 | 0 | 0 | 0.15665 | 342.3867 | 0.099658 | 0 | 0 | 0.19932 | 349.9025 | 0.11596 | 0 | 0 | 0.23192 | 350.0881 | 0.11636 | 0 | 0 | 0.23273 | 350.3665 | 0.11697 | 0 | 0 | 0.23393 | 350.6448 | 0.11757 | 0 | 0 | 0.23514 | 350.9232 | 0.11817 | 0 | 0 | 0.23635 | 351.2016 | 0.11878 | 0 | 0 | 0.23756 | 351.4799 | 0.11938 | 0 | 0 | 0.23876 | 351.7583 | 0.11999 | 0 | 0 | 0.23997 | 352.0367 | 0.12059 | 0 | 0 | 0.24118 | 352.2222 | 0.12099 | 0 | 0 | 0.24198 | 352.5006 | 0.1216 | 0 | 0 | 0.24319 | 352.779 | 0.1222 | 0 | 0 | 0.2444 | 353.0573 | 0.1228 | 0 | 0 | 0.24561 | 353.2429 | 0.12321 | 0 | 0 | 0.24641 | 353.5213 | 0.12381 | 0 | 0 | 0.24762 | 353.7068 | 0.12421 | 0 | 0 | 0.24842 | 353.8924 | 0.12461 | 0 | 0 | 0.24923 | 354.1708 | 0.12522 | 0 | 0 | 0.25044 | 354.3564 | 0.12562 | 0 | 0 | 0.25124 | 354.6347 | 0.12622 | 0 | 0 | 0.25245 | 354.8203 | 0.12663 | 0 | 0 | 0.25325 | 355.0987 | 0.12723 | 0 | 0 | 0.25446 | 355.2842 | 0.12763 | 0 | 0 | 0.25527 | 355.2842 | 0.12763 | 0 | 0 | 0.25527
|  |  |  | 2353017.8635 | 212.4863 | 0 | 0 | 424.9725 | 2422610.4678 | 322.3238 | 0.32025 | 0.11532 | 645.1985 | 2475789.7219 | 416.6771 | 9.1916 | 3.4475 | 849.4407 | 2477102.7899 | 419.0908 | 9.7641 | 3.6396 | 855.2249 | 2479072.392 | 422.7194 | 10.687 | 3.9279 | 863.9815 | 2481041.994 | 426.3574 | 11.6463 | 4.2567 | 872.8745 | 2483011.596 | 430.0047 | 12.6301 | 4.6386 | 881.9167 | 2484981.198 | 433.6607 | 13.6505 | 5.028 | 891.028 | 2486950.8 | 437.3244 | 14.6903 | 5.4457 | 900.2305 | 2488920.402 | 440.9931 | 15.7367 | 5.8955 | 909.5139 | 2490890.004 | 444.6688 | 16.8331 | 6.3847 | 918.9401 | 2492203.072 | 447.1221 | 17.6046 | 6.7484 | 925.3457 | 2494172.674 | 450.8065 | 18.8537 | 7.3021 | 935.0709 | 2496142.276 | 454.4959 | 20.1941 | 7.8631 | 944.9121 | 2498111.878 | 458.1935 | 21.6183 | 8.4798 | 954.965 | 2499424.946 | 460.6621 | 22.5908 | 8.9118 | 961.7387 | 2501394.548 | 464.3695 | 24.078 | 9.5705 | 971.9579 | 2502707.616 | 466.8443 | 25.1141 | 10.015 | 978.8328 | 2504020.684 | 469.3223 | 26.1753 | 10.4646 | 985.7492 | 2505990.286 | 473.0436 | 27.8829 | 11.1526 | 996.2753 | 2507303.354 | 475.5289 | 29.1061 | 11.6222 | 1003.4083 | 2509272.956 | 479.2641 | 31.0059 | 12.353 | 1014.24 | 2510586.0241 | 481.7575 | 32.3456 | 12.8555 | 1021.5716 | 2512555.6261 | 485.5028 | 34.4589 | 13.6594 | 1032.7834 | 2513868.6941 | 488.0036 | 35.9447 | 14.2409 | 1040.4337 | 2513868.6941 | 488.0036 | 35.9447 | 14.2409 | 1040.4337

## Altern 4 Conting Limits
Month | High Temp | L23/24 Rating | L23 | Limitation | L24 | Limitation | SC1 | Limitation | SC2 | Limitation | SC3 | Limitation | C1 | Limitation | C2 | Limitation | C3 | Limitation | T1 | Limitation | T2 | Limitation | T3 | Limitation | T8 | Limitation | T4 | Limitation | T5 | Limitation | T6 | Limitation | T7 | Limitation
|  |  |  | Therm/Volt |  | Therm/Volt |  | Therm/Volt |  | Therm/Volt |  | Therm/Volt |  | Therm/Volt |  | Therm/Volt |  | Therm/Volt |  | Therm/Volt |  | Therm/Volt |  | Therm/Volt |  | Therm/Volt |  | Therm/Volt |  | Therm/Volt |  | Therm/Volt |  | Therm/Volt
Jan | -16 | 374.2612 | 296.01 | Voltage | 296.01 | Voltage | 358.6 | Voltage | 367.23 | Voltage | 367.23 | Voltage | 390.25 | Voltage | 408.4 | Voltage | 408.4 | Voltage | 421.5 | Voltage | 421.5 | Voltage | 421.5 | Voltage | 419.5 | Voltage | 393.1 | Thermal | 393.1 | Thermal | 419.47 | Voltage | 416.5 | Voltage
Feb | -14 | 368.9666 | 296.01 | Voltage | 296.01 | Voltage | 364.4 | Voltage | 373 | Voltage | 373 | Voltage | 399.7 | Voltage | 406.1 | Voltage | 406.1 | Voltage | 421.5 | Voltage | 421.5 | Voltage | 421.5 | Voltage | 419.5 | Voltage | 393.1 | Thermal | 393.1 | Thermal | 419.47 | Voltage | 416.5 | Voltage
Mar | -7 | 348.0352 | 290.9 | Thermal | 290.9 | Thermal | 364.4 | Voltage | 373 | Voltage | 373 | Voltage | 399.7 | Voltage | 406.1 | Voltage | 406.1 | Voltage | 421.5 | Voltage | 421.5 | Voltage | 421.5 | Voltage | 419.5 | Voltage | 393.1 | Thermal | 393.1 | Thermal | 419.47 | Voltage | 416.5 | Voltage
Apr | 1 | 319.5416 | 276.03 | Thermal | 276.03 | Thermal | 364.4 | Voltage | 373 | Voltage | 373 | Voltage | 399.7 | Voltage | 406.1 | Voltage | 406.1 | Voltage | 421.5 | Voltage | 421.5 | Voltage | 421.5 | Voltage | 419.5 | Voltage | 393.1 | Thermal | 393.1 | Thermal | 419.47 | Voltage | 416.5 | Voltage
May | 10 | 281.657 | 250.64 | Thermal | 250.64 | Thermal | 364.4 | Voltage | 373 | Voltage | 373 | Voltage | 399.7 | Voltage | 406.1 | Voltage | 406.1 | Voltage | 421.5 | Voltage | 421.5 | Voltage | 421.5 | Voltage | 419.5 | Voltage | 393.1 | Thermal | 393.1 | Thermal | 419.47 | Voltage | 416.5 | Voltage
Jun | 16 | 252.9716 | 229.53 | Thermal | 229.53 | Thermal | 364.4 | Voltage | 373 | Voltage | 373 | Voltage | 399.7 | Voltage | 406.1 | Voltage | 406.1 | Voltage | 421.5 | Voltage | 421.5 | Voltage | 421.5 | Voltage | 419.5 | Voltage | 393.1 | Thermal | 393.1 | Thermal | 419.47 | Voltage | 416.5 | Voltage
Jul | 19 | 237.6002 | 217.47 | Thermal | 217.47 | Thermal | 364.4 | Voltage | 373 | Voltage | 373 | Voltage | 399.7 | Voltage | 406.1 | Voltage | 406.1 | Voltage | 421.5 | Voltage | 421.5 | Voltage | 421.5 | Voltage | 419.5 | Voltage | 393.1 | Thermal | 393.1 | Thermal | 419.47 | Voltage | 416.5 | Voltage
Aug | 18 | 242.8002 | 221.74 | Thermal | 221.74 | Thermal | 364.4 | Voltage | 373 | Voltage | 373 | Voltage | 399.7 | Voltage | 406.1 | Voltage | 406.1 | Voltage | 421.5 | Voltage | 421.5 | Voltage | 421.5 | Voltage | 419.5 | Voltage | 393.1 | Thermal | 393.1 | Thermal | 419.47 | Voltage | 416.5 | Voltage
Sep | 12 | 272.4 | 244.6 | Thermal | 244.6 | Thermal | 364.4 | Voltage | 373 | Voltage | 373 | Voltage | 399.7 | Voltage | 406.1 | Voltage | 406.1 | Voltage | 421.5 | Voltage | 421.5 | Voltage | 421.5 | Voltage | 419.5 | Voltage | 393.1 | Thermal | 393.1 | Thermal | 419.47 | Voltage | 416.5 | Voltage
Oct | 4 | 307.5992 | 269.23 | Thermal | 269.23 | Thermal | 364.4 | Voltage | 373 | Voltage | 373 | Voltage | 399.7 | Voltage | 406.1 | Voltage | 406.1 | Voltage | 421.5 | Voltage | 421.5 | Voltage | 421.5 | Voltage | 419.5 | Voltage | 393.1 | Thermal | 393.1 | Thermal | 419.47 | Voltage | 416.5 | Voltage
Nov | -4 | 337.9216 | 285.85 | Thermal | 285.85 | Thermal | 364.4 | Voltage | 373 | Voltage | 373 | Voltage | 399.7 | Voltage | 406.1 | Voltage | 406.1 | Voltage | 421.5 | Voltage | 421.5 | Voltage | 421.5 | Voltage | 419.5 | Voltage | 393.1 | Thermal | 393.1 | Thermal | 419.47 | Voltage | 416.5 | Voltage
Dec | -13 | 366.205 | 296.44 | Voltage | 296.44 | Voltage | 364.4 | Voltage | 373 | Voltage | 373 | Voltage | 399.7 | Voltage | 406.1 | Voltage | 406.1 | Voltage | 421.5 | Voltage | 421.5 | Voltage | 421.5 | Voltage | 419.5 | Voltage | 393.1 | Thermal | 393.1 | Thermal | 419.47 | Voltage | 416.5 | Voltage
Limitations
SC1/SC2/SC3 - Maximum voltage 1.05 pu, try and maximize this value, this will enable maximum VAR output from machines
Bus B13/B15 - Must be kept above 1.013 pu, can go higher but not lower